## SensorTypes
SENSORTYPE | SENSORNAME | VARIABLEID | VARIABLENAME | VARIABLECODE | VARIABLEUNIT | NODATAVALUE
5TM | Soil Moisture (5TM) | 4 | Permittivity | bulkPerm | - | -9999
5TM | Soil Moisture (5TM) | 3 | Temperature | soilTemp | degC | -9999
5TM | Soil Moisture (5TM) | 6 | Volumetric water content | VWC | % | -9999
CNR4 | Net Radiometer (CNR4) | 38 | Voltage | Voutput1 | V | -9999
CNR4 | Net Radiometer (CNR4) | 39 | Voltage | Voutput2 | V | -9999
CNR4 | Net Radiometer (CNR4) | 42 | Voltage | Voutput3 | V | -9999
CNR4 | Net Radiometer (CNR4) | 43 | Voltage | Voutput4 | V | -9999
CNR4 | Net Radiometer (CNR4) | 51 | Resistance | Resistance | ohm | -9999
CNR4 | Net Radiometer (CNR4) | 45 | Radiation, incoming shortwave | ShortRadIn | W/m^2 | -9999
CNR4 | Net Radiometer (CNR4) | 46 | Radiation, outgoing shortwave | ShortRadOut | W/m^2 | -9999
CNR4 | Net Radiometer (CNR4) | 49 | Temperature | PyrgeoTemp | degK | -9999
CNR4 | Net Radiometer (CNR4) | 47 | Radiation, incoming longwave | LongRadIn | W/m^2 | -9999
CNR4 | Net Radiometer (CNR4) | 48 | Radiation, outgoing longwave | LongRadOut | W/m^2 | -9999
CS451 | Pressure Transducer (CS451) | 62 | Pressure | waterPress | psi | -9999
CS451 | Pressure Transducer (CS451) | 61 | Temperature | waterTemp | degC | -9999
CS451 | Pressure Transducer (CS451) | 63 | Pressure | waterLevel | cm H2O | -9999
CSAT3 | Sonic Anemometer (CSAT3) | 35 | Wind speed | Ux | m/s | -9999
CSAT3 | Sonic Anemometer (CSAT3) | 36 | Wind speed | Uy | m/s | -9999
CSAT3 | Sonic Anemometer (CSAT3) | 37 | Wind speed | Uz | m/s | -9999
CSAT3 | Sonic Anemometer (CSAT3) | 28 | Speed of sound | Sound | m/s | -9999
DVI7911 | Anemometer (DVI7911) | 31 | Counter | PulseCnt | - | -9999
DVI7911 | Anemometer (DVI7911) | 32 | Voltage | Voltage | V | -9999
DVI7911 | Anemometer (DVI7911) | 33 | Wind speed | Wind | m/s | -9999
DVI7911 | Anemometer (DVI7911) | 34 | Wind direction | WindDir | deg | -9999
DVI7911 | Anemometer (DVI7911) | 70 | Wind speed | WindAvg | m/s | -9999
DVI7911 | Anemometer (DVI7911) | 71 | Wind direction | WindDirAvg | deg | -9999
DeviceT | Thermocouple | 20 | Temperature | DeviceTemp | degC | -9999
EX81 | Flow (EX81) | 13 | Counter | Cnt | # | -9999
EX81 | Flow (EX81) | 14 | Discharge | Volume | L | -9999
GMM222 | Carbon Dioxide (GMM222) | 1 | Voltage | Volt | V | -9999
GMM222 | Carbon Dioxide (GMM222) | 9 | Carbon dioxide | CO2 | ppm | -9999
HFP-1 | Heat Flux (HFP-1) | 1 | Voltage | Volt | V | -9999
HFP-1 | Heat Flux (HFP-1) | 8 | Heat Flux | HeatFlux | W/m^2 | -9999
HFP-1SC | Heat Flux (HFP-1SC) | 1 | Voltage | Volt | V | -9999
HFP-1SC | Heat Flux (HFP-1SC) | 8 | Heat Flux | HeatFlux | W/m^2 | -9999
HMP60 | Temperature and RH (HMP60) | 38 | Voltage | Voutput1 | V | -9999
HMP60 | Temperature and RH (HMP60) | 39 | Voltage | Voutput2 | V | -9999
HMP60 | Temperature and RH (HMP60) | 40 | Relative humidity | RH | % | -9999
HMP60 | Temperature and RH (HMP60) | 41 | Temperature | AirTemp | degC | -9999
LI-7000 | Gas Analyzer (LI-7000) | 55 | Carbon dioxide | CO2_cellA | umol/mol | -9999
LI-7000 | Gas Analyzer (LI-7000) | 56 | Carbon dioxide | CO2_cellB | umol/mol | -9999
LI-7000 | Gas Analyzer (LI-7000) | 57 | Water vapor concentration | H2O_cellA | mmol/mol | -9999
LI-7000 | Gas Analyzer (LI-7000) | 58 | Water vapor concentration | H2O_cellB | mmol/mol | -9999
LI-7000 | Gas Analyzer (LI-7000) | 60 | Pressure | Press_cellB | kPa | -9999
LI-7000 | Gas Analyzer (LI-7000) | 59 | Temperature | IRGA_Temp | degC | -9999
MAST | Mast Status | 72 | Instrument status code | MastPos | - | -9999
MPS-2 | Water Potential (MPS-2) | 7 | Water potential | MWP | kPa | -9999
MPS-2 | Water Potential (MPS-2) | 3 | Temperature | soilTemp | degC | -9999
Model3130 | Load Cell (Model3031) | 15 | Ratiometric | LCout | mV/V | -9999
Model3130 | Load Cell (Model3031) | 17 | Mass | Mass | kg | -9999
Model81000VRE | Ultrasonic Anemometer | 25 | Wind speed | Wind | m/s | -9999
Model81000VRE | Ultrasonic Anemometer | 26 | Wind direction | Azimuth | deg | -9999
Model81000VRE | Ultrasonic Anemometer | 27 | Wind direction | Elevation | deg | -9999
Model81000VRE | Ultrasonic Anemometer | 28 | Speed of sound | Sound | m/s | -9999
Model81000VRE | Ultrasonic Anemometer | 29 | Temperature | SonicTemp | degC | -9999
NovaLynx | Flow Gage Low (NovaLynx) | 13 | Counter | Cnt | # | -9999
NovaLynx | Flow Gage Low (NovaLynx) | 14 | Discharge | Volume | L | -9999
PE102 | Flow Gage High (PE102) | 13 | Counter | Cnt | # | -9999
PE102 | Flow Gage High (PE102) | 14 | Discharge | Volume | L | -9999
PTB110 | Barometer (PTB110) | 1 | Voltage | Volt | V | -9999
PTB110 | Barometer (PTB110) | 64 | Pressure | AirPress_hPa | hPa | -9999
Pyranometer | Solar Radiation | 1 | Voltage | Volt | V | -9999
Pyranometer | Solar Radiation | 21 | Radiation, shortwave | ShortRad | W/m^2 | -9999
Pyrgeometer | IR radiation | 1 | Voltage | Volt | V | -9999
Pyrgeometer | IR radiation | 23 | Radiation, longwave | LongRad | W/m^2 | -9999
SQ-110 | Quantum (SQ-110) | 38 | Voltage | Voutput1 | V | -9999
SQ-110 | Quantum (SQ-110) | 50 | Radiation, incoming PAR | PAR | umol/m^2 s | -9999
TC-E | Thermocouple (TC-E) | 30 | Temperature | SurfaceTemp | degC | -9999
TCAV | Thermocouple (TCAV) | 3 | Temperature | soilTemp | degC | -9999
TRIAC |  | 18 | Valve State | ValveState | - | -9999
VALWORX |  | 18 | Valve State | ValveState | - | -9999
VW-PZO | Piezometer | 10 | Frequency | Frequency | Hz | -9999
VW-PZO | Piezometer | 11 | Resistance | Resistance | ohm | -9999
VW-PZO | Piezometer | 19 | Pressure | WaterPressure | cm H2O | -9999

## GMM222
SENSORID | SENSORCODE | SENSORTYPE | VARIABLEID | VARIABLECODE | VARIABLENAME | UNITS | Data From | Data End | X-across | Y-upslope | Depth level | Depth [cm]
38 | LEO-E_4_-4_1_GMM222 | GMM222 | 1 | Volt | Voltage | V | 2013-01-01 | 2021-09-03 | -4 | 4 | 1 | 5
45 | LEO-E_4_-1_1_GMM222 | GMM222 | 1 | Volt | Voltage | V | 2013-01-01 | present | -1 | 4 | 1 | 5
50 | LEO-E_4_-4_2_GMM222 | GMM222 | 1 | Volt | Voltage | V | 2013-01-01 | 2021-03-25 | -4 | 4 | 2 | 20
57 | LEO-E_4_-1_2_GMM222 | GMM222 | 1 | Volt | Voltage | V | 2013-01-01 | 2021-09-04 | -1 | 4 | 2 | 20
62 | LEO-E_4_-4_3_GMM222 | GMM222 | 1 | Volt | Voltage | V | 2013-01-01 | present | -4 | 4 | 3 | 35
69 | LEO-E_4_-1_4_GMM222 | GMM222 | 1 | Volt | Voltage | V | 2013-01-01 | 2025-01-09 | -1 | 4 | 4 | 50
106 | LEO-E_4_1_1_GMM222 | GMM222 | 1 | Volt | Voltage | V | 2013-01-01 | present | 1 | 4 | 1 | 5
113 | LEO-E_4_4_1_GMM222 | GMM222 | 1 | Volt | Voltage | V | 2013-01-01 | present | 4 | 4 | 1 | 5
118 | LEO-E_4_1_2_GMM222 | GMM222 | 1 | Volt | Voltage | V | 2013-01-01 | 2021-03-28 | 1 | 4 | 2 | 20
125 | LEO-E_4_4_2_GMM222 | GMM222 | 1 | Volt | Voltage | V | 2013-01-01 | 2021-03-25 | 4 | 4 | 2 | 20
130 | LEO-E_4_1_4_GMM222 | GMM222 | 1 | Volt | Voltage | V | 2013-01-01 | 2025-09-01 | 1 | 4 | 4 | 50
137 | LEO-E_4_4_3_GMM222 | GMM222 | 1 | Volt | Voltage | V | 2013-01-01 | 2021-03-25 | 4 | 4 | 3 | 35
337 | LEO-E_10_-4_1_GMM222 | GMM222 | 1 | Volt | Voltage | V | 2013-01-01 | 2025-01-14 | -4 | 10 | 1 | 5
344 | LEO-E_10_-1_1_GMM222 | GMM222 | 1 | Volt | Voltage | V | 2013-01-01 | 2025-01-30 | -1 | 10 | 1 | 5
349 | LEO-E_10_-4_2_GMM222 | GMM222 | 1 | Volt | Voltage | V | 2013-01-01 | present | -4 | 10 | 2 | 20
356 | LEO-E_10_-1_2_GMM222 | GMM222 | 1 | Volt | Voltage | V | 2013-01-01 | 2025-07-30 | -1 | 10 | 2 | 20
361 | LEO-E_10_-4_4_GMM222 | GMM222 | 1 | Volt | Voltage | V | 2013-01-01 | 2025-06-11 | -4 | 10 | 4 | 50
368 | LEO-E_10_-1_3_GMM222 | GMM222 | 1 | Volt | Voltage | V | 2013-01-01 | 2021-03-25 | -1 | 10 | 3 | 35
408 | LEO-E_10_1_1_GMM222 | GMM222 | 1 | Volt | Voltage | V | 2013-01-01 | 2025-06-22 | 1 | 10 | 1 | 5
415 | LEO-E_10_4_1_GMM222 | GMM222 | 1 | Volt | Voltage | V | 2013-01-01 | 2025-11-13 | 4 | 10 | 1 | 5
420 | LEO-E_10_1_2_GMM222 | GMM222 | 1 | Volt | Voltage | V | 2013-01-01 | 2022-03-02 | 1 | 10 | 2 | 20
427 | LEO-E_10_4_2_GMM222 | GMM222 | 1 | Volt | Voltage | V | 2013-01-01 | 2025-04-29 | 4 | 10 | 2 | 20
432 | LEO-E_10_1_3_GMM222 | GMM222 | 1 | Volt | Voltage | V | 2013-01-01 | present | 1 | 10 | 3 | 35
439 | LEO-E_10_4_4_GMM222 | GMM222 | 1 | Volt | Voltage | V | 2013-01-01 | present | 4 | 10 | 4 | 50
611 | LEO-E_18_-4_1_GMM222 | GMM222 | 1 | Volt | Voltage | V | 2013-01-01 | 2023-05-10 | -4 | 18 | 1 | 5
621 | LEO-E_18_-1_1_GMM222 | GMM222 | 1 | Volt | Voltage | V | 2013-01-01 | present | -1 | 18 | 1 | 5
626 | LEO-E_18_-4_2_GMM222 | GMM222 | 1 | Volt | Voltage | V | 2013-01-01 | present | -4 | 18 | 2 | 20
633 | LEO-E_18_-1_2_GMM222 | GMM222 | 1 | Volt | Voltage | V | 2013-01-01 | present | -1 | 18 | 2 | 20
638 | LEO-E_18_-4_4_GMM222 | GMM222 | 1 | Volt | Voltage | V | 2013-01-01 | present | -4 | 18 | 4 | 50
645 | LEO-E_18_-1_3_GMM222 | GMM222 | 1 | Volt | Voltage | V | 2013-01-01 | 2023-05-10 | -1 | 18 | 3 | 35
682 | LEO-E_18_1_1_GMM222 | GMM222 | 1 | Volt | Voltage | V | 2013-01-01 | present | 1 | 18 | 1 | 5
689 | LEO-E_18_4_1_GMM222 | GMM222 | 1 | Volt | Voltage | V | 2013-01-01 | 2023-05-10 | 4 | 18 | 1 | 5
697 | LEO-E_18_1_2_GMM222 | GMM222 | 1 | Volt | Voltage | V | 2013-01-01 | 2025-12-05 | 1 | 18 | 2 | 20
704 | LEO-E_18_4_2_GMM222 | GMM222 | 1 | Volt | Voltage | V | 2013-01-01 | 2023-05-10 | 4 | 18 | 2 | 20
709 | LEO-E_18_1_3_GMM222 | GMM222 | 1 | Volt | Voltage | V | 2013-01-01 | present | 1 | 18 | 3 | 35
716 | LEO-E_18_4_4_GMM222 | GMM222 | 1 | Volt | Voltage | V | 2013-01-01 | present | 4 | 18 | 4 | 50
844 | LEO-E_24_-4_1_GMM222 | GMM222 | 1 | Volt | Voltage | V | 2013-01-01 | 2023-05-10 | -4 | 24 | 1 | 5
854 | LEO-E_24_-1_1_GMM222 | GMM222 | 1 | Volt | Voltage | V | 2013-01-01 | 2023-05-10 | -1 | 24 | 1 | 5
859 | LEO-E_24_-4_2_GMM222 | GMM222 | 1 | Volt | Voltage | V | 2013-01-01 | present | -4 | 24 | 2 | 20
866 | LEO-E_24_-1_2_GMM222 | GMM222 | 1 | Volt | Voltage | V | 2013-01-01 | present | -1 | 24 | 2 | 20
871 | LEO-E_24_-4_3_GMM222 | GMM222 | 1 | Volt | Voltage | V | 2013-01-01 | present | -4 | 24 | 3 | 35
878 | LEO-E_24_-1_4_GMM222 | GMM222 | 1 | Volt | Voltage | V | 2013-01-01 | 2025-05-17 | -1 | 24 | 4 | 50
915 | LEO-E_24_1_1_GMM222 | GMM222 | 1 | Volt | Voltage | V | 2013-01-01 | present | 1 | 24 | 1 | 5
922 | LEO-E_24_4_1_GMM222 | GMM222 | 1 | Volt | Voltage | V | 2013-01-01 | 2023-05-10 | 4 | 24 | 1 | 5
930 | LEO-E_24_1_2_GMM222 | GMM222 | 1 | Volt | Voltage | V | 2013-01-01 | present | 1 | 24 | 2 | 20
937 | LEO-E_24_4_2_GMM222 | GMM222 | 1 | Volt | Voltage | V | 2013-01-01 | 2023-05-10 | 4 | 24 | 2 | 20
942 | LEO-E_24_1_4_GMM222 | GMM222 | 1 | Volt | Voltage | V | 2013-01-01 | 2025-05-26 | 1 | 24 | 4 | 50
949 | LEO-E_24_4_3_GMM222 | GMM222 | 1 | Volt | Voltage | V | 2013-01-01 | present | 4 | 24 | 3 | 35
38 | LEO-E_4_-4_1_GMM222 | GMM222 | 9 | CO2 | Carbon dioxide | ppm | 2013-01-01 | 2021-09-03 | -4 | 4 | 1 | 5
45 | LEO-E_4_-1_1_GMM222 | GMM222 | 9 | CO2 | Carbon dioxide | ppm | 2013-01-01 | present | -1 | 4 | 1 | 5
50 | LEO-E_4_-4_2_GMM222 | GMM222 | 9 | CO2 | Carbon dioxide | ppm | 2013-01-01 | 2021-03-25 | -4 | 4 | 2 | 20
57 | LEO-E_4_-1_2_GMM222 | GMM222 | 9 | CO2 | Carbon dioxide | ppm | 2013-01-01 | 2021-09-04 | -1 | 4 | 2 | 20
62 | LEO-E_4_-4_3_GMM222 | GMM222 | 9 | CO2 | Carbon dioxide | ppm | 2013-01-01 | present | -4 | 4 | 3 | 35
69 | LEO-E_4_-1_4_GMM222 | GMM222 | 9 | CO2 | Carbon dioxide | ppm | 2013-01-01 | 2025-01-09 | -1 | 4 | 4 | 50
106 | LEO-E_4_1_1_GMM222 | GMM222 | 9 | CO2 | Carbon dioxide | ppm | 2013-01-01 | present | 1 | 4 | 1 | 5
113 | LEO-E_4_4_1_GMM222 | GMM222 | 9 | CO2 | Carbon dioxide | ppm | 2013-01-01 | present | 4 | 4 | 1 | 5
118 | LEO-E_4_1_2_GMM222 | GMM222 | 9 | CO2 | Carbon dioxide | ppm | 2013-01-01 | 2021-03-28 | 1 | 4 | 2 | 20
125 | LEO-E_4_4_2_GMM222 | GMM222 | 9 | CO2 | Carbon dioxide | ppm | 2013-01-01 | 2021-03-25 | 4 | 4 | 2 | 20
130 | LEO-E_4_1_4_GMM222 | GMM222 | 9 | CO2 | Carbon dioxide | ppm | 2013-01-01 | 2025-09-01 | 1 | 4 | 4 | 50
137 | LEO-E_4_4_3_GMM222 | GMM222 | 9 | CO2 | Carbon dioxide | ppm | 2013-01-01 | 2021-03-25 | 4 | 4 | 3 | 35
337 | LEO-E_10_-4_1_GMM222 | GMM222 | 9 | CO2 | Carbon dioxide | ppm | 2013-01-01 | 2025-01-14 | -4 | 10 | 1 | 5
344 | LEO-E_10_-1_1_GMM222 | GMM222 | 9 | CO2 | Carbon dioxide | ppm | 2013-01-01 | 2025-01-30 | -1 | 10 | 1 | 5
349 | LEO-E_10_-4_2_GMM222 | GMM222 | 9 | CO2 | Carbon dioxide | ppm | 2013-01-01 | present | -4 | 10 | 2 | 20
356 | LEO-E_10_-1_2_GMM222 | GMM222 | 9 | CO2 | Carbon dioxide | ppm | 2013-01-01 | 2025-07-30 | -1 | 10 | 2 | 20
361 | LEO-E_10_-4_4_GMM222 | GMM222 | 9 | CO2 | Carbon dioxide | ppm | 2013-01-01 | 2025-06-11 | -4 | 10 | 4 | 50
368 | LEO-E_10_-1_3_GMM222 | GMM222 | 9 | CO2 | Carbon dioxide | ppm | 2013-01-01 | 2021-03-25 | -1 | 10 | 3 | 35
408 | LEO-E_10_1_1_GMM222 | GMM222 | 9 | CO2 | Carbon dioxide | ppm | 2013-01-01 | 2025-06-22 | 1 | 10 | 1 | 5
415 | LEO-E_10_4_1_GMM222 | GMM222 | 9 | CO2 | Carbon dioxide | ppm | 2013-01-01 | 2025-11-13 | 4 | 10 | 1 | 5
420 | LEO-E_10_1_2_GMM222 | GMM222 | 9 | CO2 | Carbon dioxide | ppm | 2013-01-01 | 2022-03-02 | 1 | 10 | 2 | 20
427 | LEO-E_10_4_2_GMM222 | GMM222 | 9 | CO2 | Carbon dioxide | ppm | 2013-01-01 | 2025-04-29 | 4 | 10 | 2 | 20
432 | LEO-E_10_1_3_GMM222 | GMM222 | 9 | CO2 | Carbon dioxide | ppm | 2013-01-01 | present | 1 | 10 | 3 | 35
439 | LEO-E_10_4_4_GMM222 | GMM222 | 9 | CO2 | Carbon dioxide | ppm | 2013-01-01 | present | 4 | 10 | 4 | 50
611 | LEO-E_18_-4_1_GMM222 | GMM222 | 9 | CO2 | Carbon dioxide | ppm | 2013-01-01 | 2023-05-10 | -4 | 18 | 1 | 5
621 | LEO-E_18_-1_1_GMM222 | GMM222 | 9 | CO2 | Carbon dioxide | ppm | 2013-01-01 | present | -1 | 18 | 1 | 5
626 | LEO-E_18_-4_2_GMM222 | GMM222 | 9 | CO2 | Carbon dioxide | ppm | 2013-01-01 | present | -4 | 18 | 2 | 20
633 | LEO-E_18_-1_2_GMM222 | GMM222 | 9 | CO2 | Carbon dioxide | ppm | 2013-01-01 | present | -1 | 18 | 2 | 20
638 | LEO-E_18_-4_4_GMM222 | GMM222 | 9 | CO2 | Carbon dioxide | ppm | 2013-01-01 | present | -4 | 18 | 4 | 50
645 | LEO-E_18_-1_3_GMM222 | GMM222 | 9 | CO2 | Carbon dioxide | ppm | 2013-01-01 | 2023-05-10 | -1 | 18 | 3 | 35
682 | LEO-E_18_1_1_GMM222 | GMM222 | 9 | CO2 | Carbon dioxide | ppm | 2013-01-01 | present | 1 | 18 | 1 | 5
689 | LEO-E_18_4_1_GMM222 | GMM222 | 9 | CO2 | Carbon dioxide | ppm | 2013-01-01 | 2023-05-10 | 4 | 18 | 1 | 5
697 | LEO-E_18_1_2_GMM222 | GMM222 | 9 | CO2 | Carbon dioxide | ppm | 2013-01-01 | 2025-12-05 | 1 | 18 | 2 | 20
704 | LEO-E_18_4_2_GMM222 | GMM222 | 9 | CO2 | Carbon dioxide | ppm | 2013-01-01 | 2023-05-10 | 4 | 18 | 2 | 20
709 | LEO-E_18_1_3_GMM222 | GMM222 | 9 | CO2 | Carbon dioxide | ppm | 2013-01-01 | present | 1 | 18 | 3 | 35
716 | LEO-E_18_4_4_GMM222 | GMM222 | 9 | CO2 | Carbon dioxide | ppm | 2013-01-01 | present | 4 | 18 | 4 | 50
844 | LEO-E_24_-4_1_GMM222 | GMM222 | 9 | CO2 | Carbon dioxide | ppm | 2013-01-01 | 2023-05-10 | -4 | 24 | 1 | 5
854 | LEO-E_24_-1_1_GMM222 | GMM222 | 9 | CO2 | Carbon dioxide | ppm | 2013-01-01 | 2023-05-10 | -1 | 24 | 1 | 5
859 | LEO-E_24_-4_2_GMM222 | GMM222 | 9 | CO2 | Carbon dioxide | ppm | 2013-01-01 | present | -4 | 24 | 2 | 20
866 | LEO-E_24_-1_2_GMM222 | GMM222 | 9 | CO2 | Carbon dioxide | ppm | 2013-01-01 | present | -1 | 24 | 2 | 20
871 | LEO-E_24_-4_3_GMM222 | GMM222 | 9 | CO2 | Carbon dioxide | ppm | 2013-01-01 | present | -4 | 24 | 3 | 35
878 | LEO-E_24_-1_4_GMM222 | GMM222 | 9 | CO2 | Carbon dioxide | ppm | 2013-01-01 | 2025-05-17 | -1 | 24 | 4 | 50
915 | LEO-E_24_1_1_GMM222 | GMM222 | 9 | CO2 | Carbon dioxide | ppm | 2013-01-01 | present | 1 | 24 | 1 | 5
922 | LEO-E_24_4_1_GMM222 | GMM222 | 9 | CO2 | Carbon dioxide | ppm | 2013-01-01 | 2023-05-10 | 4 | 24 | 1 | 5
930 | LEO-E_24_1_2_GMM222 | GMM222 | 9 | CO2 | Carbon dioxide | ppm | 2013-01-01 | present | 1 | 24 | 2 | 20
937 | LEO-E_24_4_2_GMM222 | GMM222 | 9 | CO2 | Carbon dioxide | ppm | 2013-01-01 | 2023-05-10 | 4 | 24 | 2 | 20
942 | LEO-E_24_1_4_GMM222 | GMM222 | 9 | CO2 | Carbon dioxide | ppm | 2013-01-01 | 2025-05-26 | 1 | 24 | 4 | 50
949 | LEO-E_24_4_3_GMM222 | GMM222 | 9 | CO2 | Carbon dioxide | ppm | 2013-01-01 | present | 4 | 24 | 3 | 35

## VW-PZO
SENSORID | SENSORCODE | SENSORTYPE | VARIABLEID | VARIABLECODE | VARIABLENAME | UNITS | Data From | Data End | X-across | Y-upslope | Depth level | Depth [cm]
1087 | LEO-E_1_0_6_VW-PZO | VW-PZO | 10 | Frequency | Frequency | Hz | 2013-01-21 | 2013-08-01 | 0 | 1 | 6 | 100
1088 | LEO-E_3_3.5_6_VW-PZO | VW-PZO | 10 | Frequency | Frequency | Hz | 2013-02-08 | 2014-05-27 | 3.5 | 3 | 6 | 100
1089 | LEO-E_3_1.5_6_VW-PZO | VW-PZO | 10 | Frequency | Frequency | Hz | 2013-02-09 | 2013-08-01 | 1.5 | 3 | 6 | 100
1090 | LEO-E_3_0_6_VW-PZO | VW-PZO | 10 | Frequency | Frequency | Hz | 2013-02-08 | 2013-08-01 | 0 | 3 | 6 | 100
1091 | LEO-E_3_-3.5_6_VW-PZO | VW-PZO | 10 | Frequency | Frequency | Hz | 2013-02-08 | 2013-08-01 | -3.5 | 3 | 6 | 100
1092 | LEO-E_3_-1.5_6_VW-PZO | VW-PZO | 10 | Frequency | Frequency | Hz | 2013-02-09 | 2013-08-01 | -1.5 | 3 | 6 | 100
1093 | LEO-E_5_0_6_VW-PZO | VW-PZO | 10 | Frequency | Frequency | Hz | 2013-02-09 | 2013-09-25 | 0 | 5 | 6 | 100
1094 | LEO-E_7_3.5_6_VW-PZO | VW-PZO | 10 | Frequency | Frequency | Hz | 2013-02-09 | 2013-08-01 | 3.5 | 7 | 6 | 100
1095 | LEO-E_7_1.5_6_VW-PZO | VW-PZO | 10 | Frequency | Frequency | Hz | 2013-02-08 | 2013-08-01 | 1.5 | 7 | 6 | 100
1096 | LEO-E_7_0_6_VW-PZO | VW-PZO | 10 | Frequency | Frequency | Hz | 2013-02-08 | 2013-08-01 | 0 | 7 | 6 | 100
1097 | LEO-E_7_-3.5_6_VW-PZO | VW-PZO | 10 | Frequency | Frequency | Hz | 2013-02-08 | 2014-05-27 | -3.5 | 7 | 6 | 100
1098 | LEO-E_7_-1.5_6_VW-PZO | VW-PZO | 10 | Frequency | Frequency | Hz | 2013-02-09 | 2013-08-01 | -1.5 | 7 | 6 | 100
1099 | LEO-E_9_0_6_VW-PZO | VW-PZO | 10 | Frequency | Frequency | Hz | 2013-02-09 | 2013-08-01 | 0 | 9 | 6 | 100
1100 | LEO-E_11_0_6_VW-PZO | VW-PZO | 10 | Frequency | Frequency | Hz | 2013-01-19 | 2013-08-01 | 0 | 11 | 6 | 100
1101 | LEO-E_13_3.5_6_VW-PZO | VW-PZO | 10 | Frequency | Frequency | Hz | 2013-02-09 | 2013-08-01 | 3.5 | 13 | 6 | 100
1102 | LEO-E_13_1.5_6_VW-PZO | VW-PZO | 10 | Frequency | Frequency | Hz | 2013-01-17 | 2013-08-01 | 1.5 | 13 | 6 | 100
1103 | LEO-E_13_0_6_VW-PZO | VW-PZO | 10 | Frequency | Frequency | Hz | 2013-02-08 | 2013-08-01 | 0 | 13 | 6 | 100
1104 | LEO-E_13_-3.5_6_VW-PZO | VW-PZO | 10 | Frequency | Frequency | Hz | 2013-02-08 | 2013-08-01 | -3.5 | 13 | 6 | 100
1105 | LEO-E_13_-1.5_6_VW-PZO | VW-PZO | 10 | Frequency | Frequency | Hz | 2013-01-17 | 2013-08-01 | -1.5 | 13 | 6 | 100
1106 | LEO-E_15_0_6_VW-PZO | VW-PZO | 10 | Frequency | Frequency | Hz | 2013-01-17 | 2013-08-01 | 0 | 15 | 6 | 100
1107 | LEO-E_17_0_6_VW-PZO | VW-PZO | 10 | Frequency | Frequency | Hz | 2013-01-17 | 2014-05-27 | 0 | 17 | 6 | 100
1108 | LEO-E_19_3.5_6_VW-PZO | VW-PZO | 10 | Frequency | Frequency | Hz | 2013-02-08 | 2014-05-27 | 3.5 | 19 | 6 | 100
1109 | LEO-E_19_1.5_6_VW-PZO | VW-PZO | 10 | Frequency | Frequency | Hz | 2013-02-18 | 2013-08-01 | 1.5 | 19 | 6 | 100
1110 | LEO-E_19_0_6_VW-PZO | VW-PZO | 10 | Frequency | Frequency | Hz | 2013-02-08 | 2014-05-27 | 0 | 19 | 6 | 100
1111 | LEO-E_19_-3.5_6_VW-PZO | VW-PZO | 10 | Frequency | Frequency | Hz | 2013-02-08 | 2013-08-01 | -3.5 | 19 | 6 | 100
1112 | LEO-E_19_-1.5_6_VW-PZO | VW-PZO | 10 | Frequency | Frequency | Hz | 2013-02-11 | 2014-05-27 | -1.5 | 19 | 6 | 100
1113 | LEO-E_21_1.5_6_VW-PZO | VW-PZO | 10 | Frequency | Frequency | Hz | 2013-01-14 | 2013-08-01 | 1.5 | 21 | 6 | 100
1114 | LEO-E_21_-1.5_6_VW-PZO | VW-PZO | 10 | Frequency | Frequency | Hz | 2013-02-08 | 2013-09-26 | -1.5 | 21 | 6 | 100
1115 | LEO-E_23_2.5_6_VW-PZO | VW-PZO | 10 | Frequency | Frequency | Hz | 2013-02-12 | 2013-08-01 | 2.5 | 23 | 6 | 100
1116 | LEO-E_23_-2.5_6_VW-PZO | VW-PZO | 10 | Frequency | Frequency | Hz | 2013-02-08 | 2013-08-01 | -2.5 | 23 | 6 | 100
1117 | LEO-E_25_3.5_6_VW-PZO | VW-PZO | 10 | Frequency | Frequency | Hz | 2013-02-12 | 2014-05-27 | 3.5 | 25 | 6 | 100
1118 | LEO-E_25_-3.5_6_VW-PZO | VW-PZO | 10 | Frequency | Frequency | Hz | 2013-01-14 | 2013-04-08 | -3.5 | 25 | 6 | 100
1119 | LEO-E_27_4_6_VW-PZO | VW-PZO | 10 | Frequency | Frequency | Hz | 2013-02-08 | 2013-08-01 | 4 | 27 | 6 | 100
1120 | LEO-E_27_-4_6_VW-PZO | VW-PZO | 10 | Frequency | Frequency | Hz | 2013-02-08 | 2013-09-14 | -4 | 27 | 6 | 100
1087 | LEO-E_1_0_6_VW-PZO | VW-PZO | 11 | Resistance | Resistance | ohm | 2013-01-21 | 2013-08-01 | 0 | 1 | 6 | 100
1088 | LEO-E_3_3.5_6_VW-PZO | VW-PZO | 11 | Resistance | Resistance | ohm | 2013-02-08 | 2014-05-27 | 3.5 | 3 | 6 | 100
1089 | LEO-E_3_1.5_6_VW-PZO | VW-PZO | 11 | Resistance | Resistance | ohm | 2013-02-09 | 2013-08-01 | 1.5 | 3 | 6 | 100
1090 | LEO-E_3_0_6_VW-PZO | VW-PZO | 11 | Resistance | Resistance | ohm | 2013-02-08 | 2013-08-01 | 0 | 3 | 6 | 100
1091 | LEO-E_3_-3.5_6_VW-PZO | VW-PZO | 11 | Resistance | Resistance | ohm | 2013-02-08 | 2013-08-01 | -3.5 | 3 | 6 | 100
1092 | LEO-E_3_-1.5_6_VW-PZO | VW-PZO | 11 | Resistance | Resistance | ohm | 2013-02-09 | 2013-08-01 | -1.5 | 3 | 6 | 100
1093 | LEO-E_5_0_6_VW-PZO | VW-PZO | 11 | Resistance | Resistance | ohm | 2013-02-09 | 2013-09-25 | 0 | 5 | 6 | 100
1094 | LEO-E_7_3.5_6_VW-PZO | VW-PZO | 11 | Resistance | Resistance | ohm | 2013-02-09 | 2013-08-01 | 3.5 | 7 | 6 | 100
1095 | LEO-E_7_1.5_6_VW-PZO | VW-PZO | 11 | Resistance | Resistance | ohm | 2013-02-08 | 2013-08-01 | 1.5 | 7 | 6 | 100
1096 | LEO-E_7_0_6_VW-PZO | VW-PZO | 11 | Resistance | Resistance | ohm | 2013-02-08 | 2013-08-01 | 0 | 7 | 6 | 100
1097 | LEO-E_7_-3.5_6_VW-PZO | VW-PZO | 11 | Resistance | Resistance | ohm | 2013-02-08 | 2014-05-27 | -3.5 | 7 | 6 | 100
1098 | LEO-E_7_-1.5_6_VW-PZO | VW-PZO | 11 | Resistance | Resistance | ohm | 2013-02-09 | 2013-08-01 | -1.5 | 7 | 6 | 100
1099 | LEO-E_9_0_6_VW-PZO | VW-PZO | 11 | Resistance | Resistance | ohm | 2013-02-09 | 2013-08-01 | 0 | 9 | 6 | 100
1100 | LEO-E_11_0_6_VW-PZO | VW-PZO | 11 | Resistance | Resistance | ohm | 2013-01-19 | 2013-08-01 | 0 | 11 | 6 | 100
1101 | LEO-E_13_3.5_6_VW-PZO | VW-PZO | 11 | Resistance | Resistance | ohm | 2013-02-09 | 2013-08-01 | 3.5 | 13 | 6 | 100
1102 | LEO-E_13_1.5_6_VW-PZO | VW-PZO | 11 | Resistance | Resistance | ohm | 2013-01-17 | 2013-08-01 | 1.5 | 13 | 6 | 100
1103 | LEO-E_13_0_6_VW-PZO | VW-PZO | 11 | Resistance | Resistance | ohm | 2013-02-08 | 2013-08-01 | 0 | 13 | 6 | 100
1104 | LEO-E_13_-3.5_6_VW-PZO | VW-PZO | 11 | Resistance | Resistance | ohm | 2013-02-08 | 2013-08-01 | -3.5 | 13 | 6 | 100
1105 | LEO-E_13_-1.5_6_VW-PZO | VW-PZO | 11 | Resistance | Resistance | ohm | 2013-01-17 | 2013-08-01 | -1.5 | 13 | 6 | 100
1106 | LEO-E_15_0_6_VW-PZO | VW-PZO | 11 | Resistance | Resistance | ohm | 2013-01-17 | 2013-08-01 | 0 | 15 | 6 | 100
1107 | LEO-E_17_0_6_VW-PZO | VW-PZO | 11 | Resistance | Resistance | ohm | 2013-01-17 | 2014-05-27 | 0 | 17 | 6 | 100
1108 | LEO-E_19_3.5_6_VW-PZO | VW-PZO | 11 | Resistance | Resistance | ohm | 2013-02-08 | 2014-05-27 | 3.5 | 19 | 6 | 100
1109 | LEO-E_19_1.5_6_VW-PZO | VW-PZO | 11 | Resistance | Resistance | ohm | 2013-02-18 | 2013-08-01 | 1.5 | 19 | 6 | 100
1110 | LEO-E_19_0_6_VW-PZO | VW-PZO | 11 | Resistance | Resistance | ohm | 2013-02-08 | 2014-05-27 | 0 | 19 | 6 | 100
1111 | LEO-E_19_-3.5_6_VW-PZO | VW-PZO | 11 | Resistance | Resistance | ohm | 2013-02-08 | 2013-08-01 | -3.5 | 19 | 6 | 100
1112 | LEO-E_19_-1.5_6_VW-PZO | VW-PZO | 11 | Resistance | Resistance | ohm | 2013-02-11 | 2014-05-27 | -1.5 | 19 | 6 | 100
1113 | LEO-E_21_1.5_6_VW-PZO | VW-PZO | 11 | Resistance | Resistance | ohm | 2013-01-14 | 2013-08-01 | 1.5 | 21 | 6 | 100
1114 | LEO-E_21_-1.5_6_VW-PZO | VW-PZO | 11 | Resistance | Resistance | ohm | 2013-02-08 | 2013-09-26 | -1.5 | 21 | 6 | 100
1115 | LEO-E_23_2.5_6_VW-PZO | VW-PZO | 11 | Resistance | Resistance | ohm | 2013-02-12 | 2013-08-01 | 2.5 | 23 | 6 | 100
1116 | LEO-E_23_-2.5_6_VW-PZO | VW-PZO | 11 | Resistance | Resistance | ohm | 2013-02-08 | 2013-08-01 | -2.5 | 23 | 6 | 100
1117 | LEO-E_25_3.5_6_VW-PZO | VW-PZO | 11 | Resistance | Resistance | ohm | 2013-02-12 | 2014-05-27 | 3.5 | 25 | 6 | 100
1118 | LEO-E_25_-3.5_6_VW-PZO | VW-PZO | 11 | Resistance | Resistance | ohm | 2013-01-14 | 2013-04-08 | -3.5 | 25 | 6 | 100
1119 | LEO-E_27_4_6_VW-PZO | VW-PZO | 11 | Resistance | Resistance | ohm | 2013-02-08 | 2013-08-01 | 4 | 27 | 6 | 100
1120 | LEO-E_27_-4_6_VW-PZO | VW-PZO | 11 | Resistance | Resistance | ohm | 2013-02-08 | 2013-09-14 | -4 | 27 | 6 | 100
1087 | LEO-E_1_0_6_VW-PZO | VW-PZO | 19 | WaterPressure | Pressure | cm H2O | 2013-01-21 | 2013-08-01 | 0 | 1 | 6 | 100
1088 | LEO-E_3_3.5_6_VW-PZO | VW-PZO | 19 | WaterPressure | Pressure | cm H2O | 2013-02-08 | 2014-05-27 | 3.5 | 3 | 6 | 100
1089 | LEO-E_3_1.5_6_VW-PZO | VW-PZO | 19 | WaterPressure | Pressure | cm H2O | 2013-02-09 | 2013-08-01 | 1.5 | 3 | 6 | 100
1090 | LEO-E_3_0_6_VW-PZO | VW-PZO | 19 | WaterPressure | Pressure | cm H2O | 2013-02-08 | 2013-08-01 | 0 | 3 | 6 | 100
1091 | LEO-E_3_-3.5_6_VW-PZO | VW-PZO | 19 | WaterPressure | Pressure | cm H2O | 2013-02-08 | 2013-08-01 | -3.5 | 3 | 6 | 100
1092 | LEO-E_3_-1.5_6_VW-PZO | VW-PZO | 19 | WaterPressure | Pressure | cm H2O | 2013-02-09 | 2013-08-01 | -1.5 | 3 | 6 | 100
1093 | LEO-E_5_0_6_VW-PZO | VW-PZO | 19 | WaterPressure | Pressure | cm H2O | 2013-02-09 | 2013-09-25 | 0 | 5 | 6 | 100
1094 | LEO-E_7_3.5_6_VW-PZO | VW-PZO | 19 | WaterPressure | Pressure | cm H2O | 2013-02-09 | 2013-08-01 | 3.5 | 7 | 6 | 100
1095 | LEO-E_7_1.5_6_VW-PZO | VW-PZO | 19 | WaterPressure | Pressure | cm H2O | 2013-02-08 | 2013-08-01 | 1.5 | 7 | 6 | 100
1096 | LEO-E_7_0_6_VW-PZO | VW-PZO | 19 | WaterPressure | Pressure | cm H2O | 2013-02-08 | 2013-08-01 | 0 | 7 | 6 | 100
1097 | LEO-E_7_-3.5_6_VW-PZO | VW-PZO | 19 | WaterPressure | Pressure | cm H2O | 2013-02-08 | 2014-05-27 | -3.5 | 7 | 6 | 100
1098 | LEO-E_7_-1.5_6_VW-PZO | VW-PZO | 19 | WaterPressure | Pressure | cm H2O | 2013-02-09 | 2013-08-01 | -1.5 | 7 | 6 | 100
1099 | LEO-E_9_0_6_VW-PZO | VW-PZO | 19 | WaterPressure | Pressure | cm H2O | 2013-02-09 | 2013-08-01 | 0 | 9 | 6 | 100
1100 | LEO-E_11_0_6_VW-PZO | VW-PZO | 19 | WaterPressure | Pressure | cm H2O | 2013-01-19 | 2013-08-01 | 0 | 11 | 6 | 100
1101 | LEO-E_13_3.5_6_VW-PZO | VW-PZO | 19 | WaterPressure | Pressure | cm H2O | 2013-02-09 | 2013-08-01 | 3.5 | 13 | 6 | 100
1102 | LEO-E_13_1.5_6_VW-PZO | VW-PZO | 19 | WaterPressure | Pressure | cm H2O | 2013-01-17 | 2013-08-01 | 1.5 | 13 | 6 | 100
1103 | LEO-E_13_0_6_VW-PZO | VW-PZO | 19 | WaterPressure | Pressure | cm H2O | 2013-02-08 | 2013-08-01 | 0 | 13 | 6 | 100
1104 | LEO-E_13_-3.5_6_VW-PZO | VW-PZO | 19 | WaterPressure | Pressure | cm H2O | 2013-02-08 | 2013-08-01 | -3.5 | 13 | 6 | 100
1105 | LEO-E_13_-1.5_6_VW-PZO | VW-PZO | 19 | WaterPressure | Pressure | cm H2O | 2013-01-17 | 2013-08-01 | -1.5 | 13 | 6 | 100
1106 | LEO-E_15_0_6_VW-PZO | VW-PZO | 19 | WaterPressure | Pressure | cm H2O | 2013-01-17 | 2013-08-01 | 0 | 15 | 6 | 100
1107 | LEO-E_17_0_6_VW-PZO | VW-PZO | 19 | WaterPressure | Pressure | cm H2O | 2013-01-17 | 2014-05-27 | 0 | 17 | 6 | 100
1108 | LEO-E_19_3.5_6_VW-PZO | VW-PZO | 19 | WaterPressure | Pressure | cm H2O | 2013-02-08 | 2014-05-27 | 3.5 | 19 | 6 | 100
1109 | LEO-E_19_1.5_6_VW-PZO | VW-PZO | 19 | WaterPressure | Pressure | cm H2O | 2013-02-18 | 2013-08-01 | 1.5 | 19 | 6 | 100
1110 | LEO-E_19_0_6_VW-PZO | VW-PZO | 19 | WaterPressure | Pressure | cm H2O | 2013-02-08 | 2014-05-27 | 0 | 19 | 6 | 100
1111 | LEO-E_19_-3.5_6_VW-PZO | VW-PZO | 19 | WaterPressure | Pressure | cm H2O | 2013-02-08 | 2013-08-01 | -3.5 | 19 | 6 | 100
1112 | LEO-E_19_-1.5_6_VW-PZO | VW-PZO | 19 | WaterPressure | Pressure | cm H2O | 2013-02-11 | 2014-05-27 | -1.5 | 19 | 6 | 100
1113 | LEO-E_21_1.5_6_VW-PZO | VW-PZO | 19 | WaterPressure | Pressure | cm H2O | 2013-01-14 | 2013-08-01 | 1.5 | 21 | 6 | 100
1114 | LEO-E_21_-1.5_6_VW-PZO | VW-PZO | 19 | WaterPressure | Pressure | cm H2O | 2013-02-08 | 2013-09-26 | -1.5 | 21 | 6 | 100
1115 | LEO-E_23_2.5_6_VW-PZO | VW-PZO | 19 | WaterPressure | Pressure | cm H2O | 2013-02-12 | 2013-08-01 | 2.5 | 23 | 6 | 100
1116 | LEO-E_23_-2.5_6_VW-PZO | VW-PZO | 19 | WaterPressure | Pressure | cm H2O | 2013-02-08 | 2013-08-01 | -2.5 | 23 | 6 | 100
1117 | LEO-E_25_3.5_6_VW-PZO | VW-PZO | 19 | WaterPressure | Pressure | cm H2O | 2013-02-12 | 2014-05-27 | 3.5 | 25 | 6 | 100
1118 | LEO-E_25_-3.5_6_VW-PZO | VW-PZO | 19 | WaterPressure | Pressure | cm H2O | 2013-01-14 | 2013-04-08 | -3.5 | 25 | 6 | 100
1119 | LEO-E_27_4_6_VW-PZO | VW-PZO | 19 | WaterPressure | Pressure | cm H2O | 2013-02-08 | 2013-08-01 | 4 | 27 | 6 | 100
1120 | LEO-E_27_-4_6_VW-PZO | VW-PZO | 19 | WaterPressure | Pressure | cm H2O | 2013-02-08 | 2013-09-14 | -4 | 27 | 6 | 100

## CS451
SENSORID | SENSORCODE | SENSORTYPE | VARIABLEID | VARIABLECODE | VARIABLENAME | UNITS | Data From | Data End | X-across | Y-upslope | Depth level | Depth [cm]
1284 | LEO-E_1_0_0_CS451 | CS451 | 61 | waterTemp | Temperature | degC | 2016-04-07 | present | 0 | 1 | 0 | 100
1285 | LEO-E_3_0_0_CS451 | CS451 | 61 | waterTemp | Temperature | degC | 2016-04-07 | present | 0 | 3 | 0 | 100
1286 | LEO-E_3_1.5_0_CS451 | CS451 | 61 | waterTemp | Temperature | degC | 2016-04-07 | present | 1.5 | 3 | 0 | 100
1287 | LEO-E_3_-1.5_0_CS451 | CS451 | 61 | waterTemp | Temperature | degC | 2016-04-14 | present | -1.5 | 3 | 0 | 100
1288 | LEO-E_3_3.5_0_CS451 | CS451 | 61 | waterTemp | Temperature | degC | 2016-04-07 | present | 3.5 | 3 | 0 | 100
1289 | LEO-E_3_-3.5_0_CS451 | CS451 | 61 | waterTemp | Temperature | degC | 2016-04-07 | present | -3.5 | 3 | 0 | 100
1290 | LEO-E_7_0_0_CS451 | CS451 | 61 | waterTemp | Temperature | degC | 2016-04-14 | present | 0 | 7 | 0 | 100
1291 | LEO-E_7_1.5_0_CS451 | CS451 | 61 | waterTemp | Temperature | degC | 2016-04-14 | present | 1.5 | 7 | 0 | 100
1292 | LEO-E_7_-1.5_0_CS451 | CS451 | 61 | waterTemp | Temperature | degC | 2016-04-14 | present | -1.5 | 7 | 0 | 100
1293 | LEO-E_13_0_0_CS451 | CS451 | 61 | waterTemp | Temperature | degC | 2016-04-07 | present | 0 | 13 | 0 | 100
1294 | LEO-E_13_1.5_0_CS451 | CS451 | 61 | waterTemp | Temperature | degC | 2016-04-07 | present | 1.5 | 13 | 0 | 100
1295 | LEO-E_13_-1.5_0_CS451 | CS451 | 61 | waterTemp | Temperature | degC | 2016-04-07 | present | -1.5 | 13 | 0 | 100
1296 | LEO-E_17_0_0_CS451 | CS451 | 61 | waterTemp | Temperature | degC | 2016-04-14 | present | 0 | 17 | 0 | 100
1297 | LEO-E_21_1.5_0_CS451 | CS451 | 61 | waterTemp | Temperature | degC | 2016-04-14 | 2024-10-09 | 1.5 | 21 | 0 | 100
1298 | LEO-E_21_-1.5_0_CS451 | CS451 | 61 | waterTemp | Temperature | degC | 2016-04-14 | present | -1.5 | 21 | 0 | 100
1284 | LEO-E_1_0_0_CS451 | CS451 | 62 | waterPress | Pressure | psi | 2016-04-07 | present | 0 | 1 | 0 | 100
1285 | LEO-E_3_0_0_CS451 | CS451 | 62 | waterPress | Pressure | psi | 2016-04-07 | present | 0 | 3 | 0 | 100
1286 | LEO-E_3_1.5_0_CS451 | CS451 | 62 | waterPress | Pressure | psi | 2016-04-07 | present | 1.5 | 3 | 0 | 100
1287 | LEO-E_3_-1.5_0_CS451 | CS451 | 62 | waterPress | Pressure | psi | 2016-04-14 | present | -1.5 | 3 | 0 | 100
1288 | LEO-E_3_3.5_0_CS451 | CS451 | 62 | waterPress | Pressure | psi | 2016-04-07 | present | 3.5 | 3 | 0 | 100
1289 | LEO-E_3_-3.5_0_CS451 | CS451 | 62 | waterPress | Pressure | psi | 2016-04-07 | present | -3.5 | 3 | 0 | 100
1290 | LEO-E_7_0_0_CS451 | CS451 | 62 | waterPress | Pressure | psi | 2016-04-14 | present | 0 | 7 | 0 | 100
1291 | LEO-E_7_1.5_0_CS451 | CS451 | 62 | waterPress | Pressure | psi | 2016-04-14 | present | 1.5 | 7 | 0 | 100
1292 | LEO-E_7_-1.5_0_CS451 | CS451 | 62 | waterPress | Pressure | psi | 2016-04-14 | present | -1.5 | 7 | 0 | 100
1293 | LEO-E_13_0_0_CS451 | CS451 | 62 | waterPress | Pressure | psi | 2016-04-07 | present | 0 | 13 | 0 | 100
1294 | LEO-E_13_1.5_0_CS451 | CS451 | 62 | waterPress | Pressure | psi | 2016-04-07 | present | 1.5 | 13 | 0 | 100
1295 | LEO-E_13_-1.5_0_CS451 | CS451 | 62 | waterPress | Pressure | psi | 2016-04-07 | present | -1.5 | 13 | 0 | 100
1296 | LEO-E_17_0_0_CS451 | CS451 | 62 | waterPress | Pressure | psi | 2016-04-14 | present | 0 | 17 | 0 | 100
1297 | LEO-E_21_1.5_0_CS451 | CS451 | 62 | waterPress | Pressure | psi | 2016-04-14 | 2024-10-09 | 1.5 | 21 | 0 | 100
1298 | LEO-E_21_-1.5_0_CS451 | CS451 | 62 | waterPress | Pressure | psi | 2016-04-14 | present | -1.5 | 21 | 0 | 100
1284 | LEO-E_1_0_0_CS451 | CS451 | 63 | waterLevel | Pressure | cm H2O | 2016-04-07 | present | 0 | 1 | 0 | 100
1285 | LEO-E_3_0_0_CS451 | CS451 | 63 | waterLevel | Pressure | cm H2O | 2016-04-07 | present | 0 | 3 | 0 | 100
1286 | LEO-E_3_1.5_0_CS451 | CS451 | 63 | waterLevel | Pressure | cm H2O | 2016-04-07 | present | 1.5 | 3 | 0 | 100
1287 | LEO-E_3_-1.5_0_CS451 | CS451 | 63 | waterLevel | Pressure | cm H2O | 2016-04-14 | present | -1.5 | 3 | 0 | 100
1288 | LEO-E_3_3.5_0_CS451 | CS451 | 63 | waterLevel | Pressure | cm H2O | 2016-04-07 | present | 3.5 | 3 | 0 | 100
1289 | LEO-E_3_-3.5_0_CS451 | CS451 | 63 | waterLevel | Pressure | cm H2O | 2016-04-07 | present | -3.5 | 3 | 0 | 100
1290 | LEO-E_7_0_0_CS451 | CS451 | 63 | waterLevel | Pressure | cm H2O | 2016-04-14 | present | 0 | 7 | 0 | 100
1291 | LEO-E_7_1.5_0_CS451 | CS451 | 63 | waterLevel | Pressure | cm H2O | 2016-04-14 | present | 1.5 | 7 | 0 | 100
1292 | LEO-E_7_-1.5_0_CS451 | CS451 | 63 | waterLevel | Pressure | cm H2O | 2016-04-14 | present | -1.5 | 7 | 0 | 100
1293 | LEO-E_13_0_0_CS451 | CS451 | 63 | waterLevel | Pressure | cm H2O | 2016-04-07 | present | 0 | 13 | 0 | 100
1294 | LEO-E_13_1.5_0_CS451 | CS451 | 63 | waterLevel | Pressure | cm H2O | 2016-04-07 | present | 1.5 | 13 | 0 | 100
1295 | LEO-E_13_-1.5_0_CS451 | CS451 | 63 | waterLevel | Pressure | cm H2O | 2016-04-07 | present | -1.5 | 13 | 0 | 100
1296 | LEO-E_17_0_0_CS451 | CS451 | 63 | waterLevel | Pressure | cm H2O | 2016-04-14 | present | 0 | 17 | 0 | 100
1297 | LEO-E_21_1.5_0_CS451 | CS451 | 63 | waterLevel | Pressure | cm H2O | 2016-04-14 | 2024-10-09 | 1.5 | 21 | 0 | 100
1298 | LEO-E_21_-1.5_0_CS451 | CS451 | 63 | waterLevel | Pressure | cm H2O | 2016-04-14 | present | -1.5 | 21 | 0 | 100

## Model3130
SENSORID | SENSORCODE | SENSORTYPE | VARIABLEID | VARIABLECODE | VARIABLENAME | UNITS | Data From | Data End | X-across | Y-upslope | Depth level | Depth [cm]
1077 | LEO-E_2_-3_0_Model3130 | Model3130 | 15 | LCout | Ratiometric | mV/V | 2012-06-13 | present | -3 | 2 | 0
1078 | LEO-E_2_3_0_Model3130 | Model3130 | 15 | LCout | Ratiometric | mV/V | 2012-06-13 | present | 3 | 2 | 0
1079 | LEO-E_8_-3_0_Model3130 | Model3130 | 15 | LCout | Ratiometric | mV/V | 2012-06-13 | present | -3 | 8 | 0
1080 | LEO-E_8_3_0_Model3130 | Model3130 | 15 | LCout | Ratiometric | mV/V | 2012-06-13 | present | 3 | 8 | 0
1081 | LEO-E_14_-3_0_Model3130 | Model3130 | 15 | LCout | Ratiometric | mV/V | 2012-06-13 | present | -3 | 14 | 0
1082 | LEO-E_14_3_0_Model3130 | Model3130 | 15 | LCout | Ratiometric | mV/V | 2012-06-14 | present | 3 | 14 | 0
1083 | LEO-E_20_-3_0_Model3130 | Model3130 | 15 | LCout | Ratiometric | mV/V | 2012-06-13 | present | -3 | 20 | 0
1084 | LEO-E_20_3_0_Model3130 | Model3130 | 15 | LCout | Ratiometric | mV/V | 2012-06-13 | present | 3 | 20 | 0
1085 | LEO-E_25_-3_0_Model3130 | Model3130 | 15 | LCout | Ratiometric | mV/V | 2012-06-13 | present | -3 | 25 | 0
1086 | LEO-E_25_3_0_Model3130 | Model3130 | 15 | LCout | Ratiometric | mV/V | 2012-06-13 | present | 3 | 25 | 0
1077 | LEO-E_2_-3_0_Model3130 | Model3130 | 17 | Mass | Mass | kg | 2012-06-13 | present | -3 | 2 | 0
1078 | LEO-E_2_3_0_Model3130 | Model3130 | 17 | Mass | Mass | kg | 2012-06-13 | present | 3 | 2 | 0
1079 | LEO-E_8_-3_0_Model3130 | Model3130 | 17 | Mass | Mass | kg | 2012-06-13 | present | -3 | 8 | 0
1080 | LEO-E_8_3_0_Model3130 | Model3130 | 17 | Mass | Mass | kg | 2012-06-13 | present | 3 | 8 | 0
1081 | LEO-E_14_-3_0_Model3130 | Model3130 | 17 | Mass | Mass | kg | 2012-06-13 | present | -3 | 14 | 0
1082 | LEO-E_14_3_0_Model3130 | Model3130 | 17 | Mass | Mass | kg | 2012-06-14 | present | 3 | 14 | 0
1083 | LEO-E_20_-3_0_Model3130 | Model3130 | 17 | Mass | Mass | kg | 2012-06-13 | present | -3 | 20 | 0
1084 | LEO-E_20_3_0_Model3130 | Model3130 | 17 | Mass | Mass | kg | 2012-06-13 | present | 3 | 20 | 0
1085 | LEO-E_25_-3_0_Model3130 | Model3130 | 17 | Mass | Mass | kg | 2012-06-13 | present | -3 | 25 | 0
1086 | LEO-E_25_3_0_Model3130 | Model3130 | 17 | Mass | Mass | kg | 2012-06-13 | present | 3 | 25 | 0

## NovaLynx
SENSORID | SENSORCODE | SENSORTYPE | VARIABLEID | VARIABLECODE | VARIABLENAME | UNITS | Data From | Data End | X-across | Y-upslope | Depth level | Depth [cm]
1128 | LEO-E_0_-4_0_NovaLynx | NovaLynx | 13 | Cnt | Counter | # | 2012-10-05 | present | -4 | 0 | 0
1129 | LEO-E_0_-2_0_NovaLynx | NovaLynx | 13 | Cnt | Counter | # | 2012-10-05 | present | -2 | 0 | 0
1130 | LEO-E_0_-1_0_NovaLynx | NovaLynx | 13 | Cnt | Counter | # | 2012-10-18 | present | -1 | 0 | 0
1131 | LEO-E_0_1_0_NovaLynx | NovaLynx | 13 | Cnt | Counter | # | 2012-10-18 | present | 1 | 0 | 0
1132 | LEO-E_0_2_0_NovaLynx | NovaLynx | 13 | Cnt | Counter | # | 2012-10-18 | present | 2 | 0 | 0
1133 | LEO-E_0_4_0_NovaLynx | NovaLynx | 13 | Cnt | Counter | # | 2012-10-17 | present | 4 | 0 | 0
1128 | LEO-E_0_-4_0_NovaLynx | NovaLynx | 14 | Volume | Discharge | L | 2012-10-05 | present | -4 | 0 | 0
1129 | LEO-E_0_-2_0_NovaLynx | NovaLynx | 14 | Volume | Discharge | L | 2012-10-05 | present | -2 | 0 | 0
1130 | LEO-E_0_-1_0_NovaLynx | NovaLynx | 14 | Volume | Discharge | L | 2012-10-18 | present | -1 | 0 | 0
1131 | LEO-E_0_1_0_NovaLynx | NovaLynx | 14 | Volume | Discharge | L | 2012-10-18 | present | 1 | 0 | 0
1132 | LEO-E_0_2_0_NovaLynx | NovaLynx | 14 | Volume | Discharge | L | 2012-10-18 | present | 2 | 0 | 0
1133 | LEO-E_0_4_0_NovaLynx | NovaLynx | 14 | Volume | Discharge | L | 2012-10-17 | present | 4 | 0 | 0

## PE102
SENSORID | SENSORCODE | SENSORTYPE | VARIABLEID | VARIABLECODE | VARIABLENAME | UNITS | Data From | Data End | X-across | Y-upslope | Depth level | Depth [cm]
1122 | LEO-E_0_-4_0_PE102 | PE102 | 13 | Cnt | Counter | # | 2012-10-08 | present | -4 | 0 | 0
1123 | LEO-E_0_-2_0_PE102 | PE102 | 13 | Cnt | Counter | # | 2012-10-09 | present | -2 | 0 | 0
1124 | LEO-E_0_-1_0_PE102 | PE102 | 13 | Cnt | Counter | # | 2012-11-01 | present | -1 | 0 | 0
1125 | LEO-E_0_1_0_PE102 | PE102 | 13 | Cnt | Counter | # | 2012-11-01 | present | 1 | 0 | 0
1126 | LEO-E_0_2_0_PE102 | PE102 | 13 | Cnt | Counter | # | 2012-11-01 | present | 2 | 0 | 0
1127 | LEO-E_0_4_0_PE102 | PE102 | 13 | Cnt | Counter | # | 2012-10-10 | present | 4 | 0 | 0
1122 | LEO-E_0_-4_0_PE102 | PE102 | 14 | Volume | Discharge | L | 2012-10-08 | present | -4 | 0 | 0
1123 | LEO-E_0_-2_0_PE102 | PE102 | 14 | Volume | Discharge | L | 2012-10-09 | present | -2 | 0 | 0
1124 | LEO-E_0_-1_0_PE102 | PE102 | 14 | Volume | Discharge | L | 2012-11-01 | present | -1 | 0 | 0
1125 | LEO-E_0_1_0_PE102 | PE102 | 14 | Volume | Discharge | L | 2012-11-01 | present | 1 | 0 | 0
1126 | LEO-E_0_2_0_PE102 | PE102 | 14 | Volume | Discharge | L | 2012-11-01 | present | 2 | 0 | 0
1127 | LEO-E_0_4_0_PE102 | PE102 | 14 | Volume | Discharge | L | 2012-10-10 | present | 4 | 0 | 0

## EX81
SENSORID | SENSORCODE | SENSORTYPE | VARIABLEID | VARIABLECODE | VARIABLENAME | UNITS | Data From | Data End | X-across | Y-upslope | Depth level | Depth [cm]
1121 | LEO-E_0_0_0_EX81 | EX81 | 13 | Cnt | Counter | # | 2012-10-05 | present | 0 | 0 | 0
1121 | LEO-E_0_0_0_EX81 | EX81 | 14 | Volume | Discharge | L | 2012-10-05 | present | 0 | 0 | 0

## TCAV
SENSORID | SENSORCODE | SENSORTYPE | VARIABLEID | VARIABLECODE | VARIABLENAME | UNITS | Data From | Data End | X-across | Y-upslope | Depth level | Depth [cm]
147 | LEO-E_6_-4_1_TCAV | TCAV | 3 | soilTemp | Temperature | degC | 2012-06-28 | present | -4 | 6 | 1 | 5
218 | LEO-E_6_4_1_TCAV | TCAV | 3 | soilTemp | Temperature | degC | 2012-06-28 | present | 4 | 6 | 1 | 5
296 | LEO-E_6_0_1_TCAV | TCAV | 3 | soilTemp | Temperature | degC | 2012-06-28 | present | 0 | 6 | 1 | 5
321 | LEO-E_12_0_1_TCAV | TCAV | 3 | soilTemp | Temperature | degC | 2012-06-28 | present | 0 | 12 | 1 | 5
380 | LEO-E_12_-4_1_TCAV | TCAV | 3 | soilTemp | Temperature | degC | 2012-06-28 | present | -4 | 12 | 1 | 5
457 | LEO-E_12_4_1_TCAV | TCAV | 3 | soilTemp | Temperature | degC | 2012-06-28 | present | 4 | 12 | 1 | 5
615 | LEO-E_18_-4_1_TCAV | TCAV | 3 | soilTemp | Temperature | degC | 2012-06-28 | present | -4 | 18 | 1 | 5
693 | LEO-E_18_4_1_TCAV | TCAV | 3 | soilTemp | Temperature | degC | 2012-06-28 | present | 4 | 18 | 1 | 5
763 | LEO-E_18_0_1_TCAV | TCAV | 3 | soilTemp | Temperature | degC | 2012-06-30 | present | 0 | 18 | 1 | 5
788 | LEO-E_24_0_1_TCAV | TCAV | 3 | soilTemp | Temperature | degC | 2012-06-30 | present | 0 | 24 | 1 | 5
848 | LEO-E_24_-4_1_TCAV | TCAV | 3 | soilTemp | Temperature | degC | 2012-06-30 | present | -4 | 24 | 1 | 5
926 | LEO-E_24_4_1_TCAV | TCAV | 3 | soilTemp | Temperature | degC | 2012-06-30 | present | 4 | 24 | 1 | 5

## HFP-1or1SC
SENSORID | SENSORCODE | SENSORTYPE | VARIABLEID | VARIABLECODE | VARIABLENAME | UNITS | Data From | Data End | X-across | Y-upslope | Depth level | Depth [cm]
144 | LEO-E_6_-4_1_HFP-1 | HFP-1 | 1 | Volt | Voltage | V | 2012-06-28 | present | -4 | 6 | 1 | 5
215 | LEO-E_6_4_1_HFP-1 | HFP-1 | 1 | Volt | Voltage | V | 2012-06-28 | present | 4 | 6 | 1 | 5
292 | LEO-E_6_0_1_HFP-1 | HFP-1 | 1 | Volt | Voltage | V | 2012-06-28 | present | 0 | 6 | 1 | 5
318 | LEO-E_12_0_1_HFP-1 | HFP-1 | 1 | Volt | Voltage | V | 2012-06-28 | present | 0 | 12 | 1 | 5
377 | LEO-E_12_-4_1_HFP-1 | HFP-1 | 1 | Volt | Voltage | V | 2012-06-28 | present | -4 | 12 | 1 | 5
454 | LEO-E_12_4_1_HFP-1 | HFP-1 | 1 | Volt | Voltage | V | 2012-06-28 | present | 4 | 12 | 1 | 5
612 | LEO-E_18_-4_1_HFP-1 | HFP-1 | 1 | Volt | Voltage | V | 2012-06-28 | present | -4 | 18 | 1 | 5
690 | LEO-E_18_4_1_HFP-1 | HFP-1 | 1 | Volt | Voltage | V | 2012-06-28 | present | 4 | 18 | 1 | 5
761 | LEO-E_18_0_1_HFP-1 | HFP-1 | 1 | Volt | Voltage | V | 2012-06-30 | present | 0 | 18 | 1 | 5
785 | LEO-E_24_0_1_HFP-1 | HFP-1 | 1 | Volt | Voltage | V | 2012-06-30 | present | 0 | 24 | 1 | 5
845 | LEO-E_24_-4_1_HFP-1 | HFP-1 | 1 | Volt | Voltage | V | 2012-06-30 | present | -4 | 24 | 1 | 5
923 | LEO-E_24_4_1_HFP-1 | HFP-1 | 1 | Volt | Voltage | V | 2012-06-30 | present | 4 | 24 | 1 | 5
144 | LEO-E_6_-4_1_HFP-1 | HFP-1 | 8 | HeatFlux | Heat Flux | W/m^2 | 2012-06-28 | present | -4 | 6 | 1 | 5
215 | LEO-E_6_4_1_HFP-1 | HFP-1 | 8 | HeatFlux | Heat Flux | W/m^2 | 2012-06-28 | present | 4 | 6 | 1 | 5
292 | LEO-E_6_0_1_HFP-1 | HFP-1 | 8 | HeatFlux | Heat Flux | W/m^2 | 2012-06-28 | present | 0 | 6 | 1 | 5
318 | LEO-E_12_0_1_HFP-1 | HFP-1 | 8 | HeatFlux | Heat Flux | W/m^2 | 2012-06-28 | present | 0 | 12 | 1 | 5
377 | LEO-E_12_-4_1_HFP-1 | HFP-1 | 8 | HeatFlux | Heat Flux | W/m^2 | 2012-06-28 | present | -4 | 12 | 1 | 5
454 | LEO-E_12_4_1_HFP-1 | HFP-1 | 8 | HeatFlux | Heat Flux | W/m^2 | 2012-06-28 | present | 4 | 12 | 1 | 5
612 | LEO-E_18_-4_1_HFP-1 | HFP-1 | 8 | HeatFlux | Heat Flux | W/m^2 | 2012-06-28 | present | -4 | 18 | 1 | 5
690 | LEO-E_18_4_1_HFP-1 | HFP-1 | 8 | HeatFlux | Heat Flux | W/m^2 | 2012-06-28 | present | 4 | 18 | 1 | 5
761 | LEO-E_18_0_1_HFP-1 | HFP-1 | 8 | HeatFlux | Heat Flux | W/m^2 | 2012-06-30 | present | 0 | 18 | 1 | 5
785 | LEO-E_24_0_1_HFP-1 | HFP-1 | 8 | HeatFlux | Heat Flux | W/m^2 | 2012-06-30 | present | 0 | 24 | 1 | 5
845 | LEO-E_24_-4_1_HFP-1 | HFP-1 | 8 | HeatFlux | Heat Flux | W/m^2 | 2012-06-30 | present | -4 | 24 | 1 | 5
923 | LEO-E_24_4_1_HFP-1 | HFP-1 | 8 | HeatFlux | Heat Flux | W/m^2 | 2012-06-30 | present | 4 | 24 | 1 | 5
145 | LEO-E_6_-4_1_HFP-1SC | HFP-1SC | 1 | Volt | Voltage | V | 2012-06-28 | present | -4 | 6 | 1 | 5
216 | LEO-E_6_4_1_HFP-1SC | HFP-1SC | 1 | Volt | Voltage | V | 2012-06-28 | present | 4 | 6 | 1 | 5
293 | LEO-E_6_0_1_HFP-1SC | HFP-1SC | 1 | Volt | Voltage | V | 2012-06-28 | present | 0 | 6 | 1 | 5
294 | LEO-E_18_0_1_HFP-1SC | HFP-1SC | 1 | Volt | Voltage | V | 2012-06-30 | present | 0 | 18 | 1 | 5
319 | LEO-E_12_0_1_HFP-1SC | HFP-1SC | 1 | Volt | Voltage | V | 2012-06-28 | present | 0 | 12 | 1 | 5
378 | LEO-E_12_-4_1_HFP-1SC | HFP-1SC | 1 | Volt | Voltage | V | 2012-06-28 | present | -4 | 12 | 1 | 5
455 | LEO-E_12_4_1_HFP-1SC | HFP-1SC | 1 | Volt | Voltage | V | 2012-06-28 | present | 4 | 12 | 1 | 5
613 | LEO-E_18_-4_1_HFP-1SC | HFP-1SC | 1 | Volt | Voltage | V | 2012-06-28 | present | -4 | 18 | 1 | 5
691 | LEO-E_18_4_1_HFP-1SC | HFP-1SC | 1 | Volt | Voltage | V | 2012-06-28 | present | 4 | 18 | 1 | 5
786 | LEO-E_24_0_1_HFP-1SC | HFP-1SC | 1 | Volt | Voltage | V | 2012-06-30 | present | 0 | 24 | 1 | 5
846 | LEO-E_24_-4_1_HFP-1SC | HFP-1SC | 1 | Volt | Voltage | V | 2012-06-30 | present | -4 | 24 | 1 | 5
924 | LEO-E_24_4_1_HFP-1SC | HFP-1SC | 1 | Volt | Voltage | V | 2012-06-30 | present | 4 | 24 | 1 | 5
145 | LEO-E_6_-4_1_HFP-1SC | HFP-1SC | 8 | HeatFlux | Heat Flux | W/m^2 | 2012-06-28 | present | -4 | 6 | 1 | 5
216 | LEO-E_6_4_1_HFP-1SC | HFP-1SC | 8 | HeatFlux | Heat Flux | W/m^2 | 2012-06-28 | present | 4 | 6 | 1 | 5
293 | LEO-E_6_0_1_HFP-1SC | HFP-1SC | 8 | HeatFlux | Heat Flux | W/m^2 | 2012-06-28 | present | 0 | 6 | 1 | 5
294 | LEO-E_18_0_1_HFP-1SC | HFP-1SC | 8 | HeatFlux | Heat Flux | W/m^2 | 2012-06-30 | present | 0 | 18 | 1 | 5
319 | LEO-E_12_0_1_HFP-1SC | HFP-1SC | 8 | HeatFlux | Heat Flux | W/m^2 | 2012-06-28 | present | 0 | 12 | 1 | 5
378 | LEO-E_12_-4_1_HFP-1SC | HFP-1SC | 8 | HeatFlux | Heat Flux | W/m^2 | 2012-06-28 | present | -4 | 12 | 1 | 5
455 | LEO-E_12_4_1_HFP-1SC | HFP-1SC | 8 | HeatFlux | Heat Flux | W/m^2 | 2012-06-28 | present | 4 | 12 | 1 | 5
613 | LEO-E_18_-4_1_HFP-1SC | HFP-1SC | 8 | HeatFlux | Heat Flux | W/m^2 | 2012-06-28 | present | -4 | 18 | 1 | 5
691 | LEO-E_18_4_1_HFP-1SC | HFP-1SC | 8 | HeatFlux | Heat Flux | W/m^2 | 2012-06-28 | present | 4 | 18 | 1 | 5
786 | LEO-E_24_0_1_HFP-1SC | HFP-1SC | 8 | HeatFlux | Heat Flux | W/m^2 | 2012-06-30 | present | 0 | 24 | 1 | 5
846 | LEO-E_24_-4_1_HFP-1SC | HFP-1SC | 8 | HeatFlux | Heat Flux | W/m^2 | 2012-06-30 | present | -4 | 24 | 1 | 5
924 | LEO-E_24_4_1_HFP-1SC | HFP-1SC | 8 | HeatFlux | Heat Flux | W/m^2 | 2012-06-30 | present | 4 | 24 | 1 | 5

## 5TM
SENSORID | SENSORCODE | SENSORTYPE | VARIABLEID | VARIABLECODE | VARIABLENAME | UNITS | Data From | Data End | X-across | Y-upslope | Depth level | Depth [cm]
1 | LEO-E_2_-5_1_5TM | 5TM | 3 | soilTemp | Temperature | degC | 2012-06-28 | 2019-05-14 | -5 | 2 | 1 | 5
3 | LEO-E_2_-4_1_5TM | 5TM | 3 | soilTemp | Temperature | degC | 2012-06-28 | 2019-06-25 | -4 | 2 | 1 | 5
5 | LEO-E_2_-3_1_5TM | 5TM | 3 | soilTemp | Temperature | degC | 2012-06-28 | present | -3 | 2 | 1 | 5
7 | LEO-E_2_-2_1_5TM | 5TM | 3 | soilTemp | Temperature | degC | 2012-06-28 | 2019-08-26 | -2 | 2 | 1 | 5
9 | LEO-E_2_-1_1_5TM | 5TM | 3 | soilTemp | Temperature | degC | 2012-06-28 | 2022-07-13 | -1 | 2 | 1 | 5
11 | LEO-E_2_-5_2_5TM | 5TM | 3 | soilTemp | Temperature | degC | 2012-06-28 | 2022-06-27 | -5 | 2 | 2 | 20
13 | LEO-E_2_-4_2_5TM | 5TM | 3 | soilTemp | Temperature | degC | 2012-06-28 | 2023-05-07 | -4 | 2 | 2 | 20
15 | LEO-E_2_-3_2_5TM | 5TM | 3 | soilTemp | Temperature | degC | 2012-06-28 | 2023-05-20 | -3 | 2 | 2 | 20
17 | LEO-E_2_-2_2_5TM | 5TM | 3 | soilTemp | Temperature | degC | 2012-06-28 | present | -2 | 2 | 2 | 20
19 | LEO-E_2_-1_2_5TM | 5TM | 3 | soilTemp | Temperature | degC | 2012-06-28 | present | -1 | 2 | 2 | 20
21 | LEO-E_2_-5_3_5TM | 5TM | 3 | soilTemp | Temperature | degC | 2012-06-28 | 2017-01-28 | -5 | 2 | 3 | 35
23 | LEO-E_2_-4_4_5TM | 5TM | 3 | soilTemp | Temperature | degC | 2012-06-28 | present | -4 | 2 | 4 | 50
25 | LEO-E_2_-3_3_5TM | 5TM | 3 | soilTemp | Temperature | degC | 2012-06-28 | present | -3 | 2 | 3 | 35
27 | LEO-E_2_-2_4_5TM | 5TM | 3 | soilTemp | Temperature | degC | 2012-06-28 | 2018-09-19 | -2 | 2 | 4 | 50
29 | LEO-E_2_-1_3_5TM | 5TM | 3 | soilTemp | Temperature | degC | 2012-06-28 | present | -1 | 2 | 3 | 35
31 | LEO-E_2_-4_5_5TM | 5TM | 3 | soilTemp | Temperature | degC | 2012-06-28 | 2016-01-15 | -4 | 2 | 5 | 85
33 | LEO-E_2_-2_5_5TM | 5TM | 3 | soilTemp | Temperature | degC | 2012-06-28 | present | -2 | 2 | 5 | 85
35 | LEO-E_4_-5_1_5TM | 5TM | 3 | soilTemp | Temperature | degC | 2012-06-28 | 2018-12-28 | -5 | 4 | 1 | 5
37 | LEO-E_4_-4_1_5TM | 5TM | 3 | soilTemp | Temperature | degC | 2012-06-28 | 2018-10-29 | -4 | 4 | 1 | 5
40 | LEO-E_4_-3_1_5TM | 5TM | 3 | soilTemp | Temperature | degC | 2012-06-28 | 2018-09-19 | -3 | 4 | 1 | 5
42 | LEO-E_4_-2_1_5TM | 5TM | 3 | soilTemp | Temperature | degC | 2012-06-28 | 2023-05-30 | -2 | 4 | 1 | 5
44 | LEO-E_4_-1_1_5TM | 5TM | 3 | soilTemp | Temperature | degC | 2012-06-28 | 2018-09-19 | -1 | 4 | 1 | 5
47 | LEO-E_4_-5_2_5TM | 5TM | 3 | soilTemp | Temperature | degC | 2012-06-28 | 2022-08-17 | -5 | 4 | 2 | 20
49 | LEO-E_4_-4_2_5TM | 5TM | 3 | soilTemp | Temperature | degC | 2012-06-28 | 2021-09-20 | -4 | 4 | 2 | 20
52 | LEO-E_4_-3_2_5TM | 5TM | 3 | soilTemp | Temperature | degC | 2012-06-28 | present | -3 | 4 | 2 | 20
54 | LEO-E_4_-2_2_5TM | 5TM | 3 | soilTemp | Temperature | degC | 2012-06-28 | present | -2 | 4 | 2 | 20
56 | LEO-E_4_-1_2_5TM | 5TM | 3 | soilTemp | Temperature | degC | 2012-06-28 | 2020-07-06 | -1 | 4 | 2 | 20
59 | LEO-E_4_-5_4_5TM | 5TM | 3 | soilTemp | Temperature | degC | 2012-06-28 | present | -5 | 4 | 4 | 50
61 | LEO-E_4_-4_3_5TM | 5TM | 3 | soilTemp | Temperature | degC | 2012-06-28 | present | -4 | 4 | 3 | 35
64 | LEO-E_4_-3_4_5TM | 5TM | 3 | soilTemp | Temperature | degC | 2012-06-28 | present | -3 | 4 | 4 | 50
66 | LEO-E_4_-2_3_5TM | 5TM | 3 | soilTemp | Temperature | degC | 2012-06-28 | present | -2 | 4 | 3 | 35
68 | LEO-E_4_-1_4_5TM | 5TM | 3 | soilTemp | Temperature | degC | 2012-06-28 | 2018-10-20 | -1 | 4 | 4 | 50
71 | LEO-E_2_1_1_5TM | 5TM | 3 | soilTemp | Temperature | degC | 2012-06-28 | 2025-04-09 | 1 | 2 | 1 | 5
73 | LEO-E_2_2_1_5TM | 5TM | 3 | soilTemp | Temperature | degC | 2012-06-28 | 2025-06-04 | 2 | 2 | 1 | 5
75 | LEO-E_2_3_1_5TM | 5TM | 3 | soilTemp | Temperature | degC | 2012-06-28 | 2019-01-26 | 3 | 2 | 1 | 5
77 | LEO-E_2_4_1_5TM | 5TM | 3 | soilTemp | Temperature | degC | 2012-06-28 | 2018-09-19 | 4 | 2 | 1 | 5
79 | LEO-E_2_5_1_5TM | 5TM | 3 | soilTemp | Temperature | degC | 2012-06-28 | present | 5 | 2 | 1 | 5
81 | LEO-E_2_1_2_5TM | 5TM | 3 | soilTemp | Temperature | degC | 2012-06-28 | present | 1 | 2 | 2 | 20
83 | LEO-E_2_2_2_5TM | 5TM | 3 | soilTemp | Temperature | degC | 2012-06-28 | 2023-04-06 | 2 | 2 | 2 | 20
85 | LEO-E_2_3_2_5TM | 5TM | 3 | soilTemp | Temperature | degC | 2012-06-28 | 2025-05-02 | 3 | 2 | 2 | 20
87 | LEO-E_2_4_2_5TM | 5TM | 3 | soilTemp | Temperature | degC | 2012-06-28 | 2020-05-07 | 4 | 2 | 2 | 20
89 | LEO-E_2_5_2_5TM | 5TM | 3 | soilTemp | Temperature | degC | 2012-06-28 | 2022-02-18 | 5 | 2 | 2 | 20
91 | LEO-E_2_1_3_5TM | 5TM | 3 | soilTemp | Temperature | degC | 2012-06-28 | present | 1 | 2 | 3 | 35
93 | LEO-E_2_2_4_5TM | 5TM | 3 | soilTemp | Temperature | degC | 2012-06-28 | present | 2 | 2 | 4 | 50
95 | LEO-E_2_3_3_5TM | 5TM | 3 | soilTemp | Temperature | degC | 2012-06-28 | 2025-02-26 | 3 | 2 | 3 | 35
97 | LEO-E_2_4_4_5TM | 5TM | 3 | soilTemp | Temperature | degC | 2012-06-28 | 2018-09-19 | 4 | 2 | 4 | 50
99 | LEO-E_2_5_3_5TM | 5TM | 3 | soilTemp | Temperature | degC | 2012-06-28 | 2023-02-23 | 5 | 2 | 3 | 35
101 | LEO-E_2_2_5_5TM | 5TM | 3 | soilTemp | Temperature | degC | 2012-06-28 | present | 2 | 2 | 5 | 85
103 | LEO-E_2_4_5_5TM | 5TM | 3 | soilTemp | Temperature | degC | 2012-06-28 | 2018-09-19 | 4 | 2 | 5 | 85
105 | LEO-E_4_1_1_5TM | 5TM | 3 | soilTemp | Temperature | degC | 2012-06-28 | 2019-11-17 | 1 | 4 | 1 | 5
108 | LEO-E_4_2_1_5TM | 5TM | 3 | soilTemp | Temperature | degC | 2012-06-28 | 2022-02-25 | 2 | 4 | 1 | 5
110 | LEO-E_4_3_1_5TM | 5TM | 3 | soilTemp | Temperature | degC | 2012-06-28 | 2020-07-18 | 3 | 4 | 1 | 5
112 | LEO-E_4_4_1_5TM | 5TM | 3 | soilTemp | Temperature | degC | 2012-06-28 | 2023-02-11 | 4 | 4 | 1 | 5
115 | LEO-E_4_5_1_5TM | 5TM | 3 | soilTemp | Temperature | degC | 2012-06-28 | 2019-09-19 | 5 | 4 | 1 | 5
117 | LEO-E_4_1_2_5TM | 5TM | 3 | soilTemp | Temperature | degC | 2012-06-28 | 2025-06-04 | 1 | 4 | 2 | 20
120 | LEO-E_4_2_2_5TM | 5TM | 3 | soilTemp | Temperature | degC | 2012-06-28 | present | 2 | 4 | 2 | 20
122 | LEO-E_4_3_2_5TM | 5TM | 3 | soilTemp | Temperature | degC | 2012-06-28 | 2025-02-22 | 3 | 4 | 2 | 20
124 | LEO-E_4_4_2_5TM | 5TM | 3 | soilTemp | Temperature | degC | 2012-06-28 | 2020-06-20 | 4 | 4 | 2 | 20
127 | LEO-E_4_5_2_5TM | 5TM | 3 | soilTemp | Temperature | degC | 2012-06-28 | 2023-02-24 | 5 | 4 | 2 | 20
129 | LEO-E_4_1_4_5TM | 5TM | 3 | soilTemp | Temperature | degC | 2012-06-28 | 2016-09-01 | 1 | 4 | 4 | 50
132 | LEO-E_4_2_3_5TM | 5TM | 3 | soilTemp | Temperature | degC | 2012-06-28 | 2025-04-28 | 2 | 4 | 3 | 35
134 | LEO-E_4_3_4_5TM | 5TM | 3 | soilTemp | Temperature | degC | 2012-06-28 | 2018-09-19 | 3 | 4 | 4 | 50
136 | LEO-E_4_4_3_5TM | 5TM | 3 | soilTemp | Temperature | degC | 2012-06-28 | present | 4 | 4 | 3 | 35
139 | LEO-E_4_5_4_5TM | 5TM | 3 | soilTemp | Temperature | degC | 2012-06-28 | present | 5 | 4 | 4 | 50
141 | LEO-E_6_-5_1_5TM | 5TM | 3 | soilTemp | Temperature | degC | 2012-06-28 | 2022-05-23 | -5 | 6 | 1 | 5
143 | LEO-E_6_-4_1_5TM | 5TM | 3 | soilTemp | Temperature | degC | 2012-06-28 | 2020-01-30 | -4 | 6 | 1 | 5
148 | LEO-E_6_-3_1_5TM | 5TM | 3 | soilTemp | Temperature | degC | 2012-06-28 | 2024-07-04 | -3 | 6 | 1 | 5
150 | LEO-E_6_-2_1_5TM | 5TM | 3 | soilTemp | Temperature | degC | 2012-06-28 | 2018-11-27 | -2 | 6 | 1 | 5
152 | LEO-E_6_-1_1_5TM | 5TM | 3 | soilTemp | Temperature | degC | 2012-06-28 | 2026-01-02 | -1 | 6 | 1 | 5
154 | LEO-E_6_-5_2_5TM | 5TM | 3 | soilTemp | Temperature | degC | 2012-06-28 | 2012-11-01 | -5 | 6 | 2 | 20
156 | LEO-E_6_-4_2_5TM | 5TM | 3 | soilTemp | Temperature | degC | 2012-06-28 | 2024-08-21 | -4 | 6 | 2 | 20
158 | LEO-E_6_-3_2_5TM | 5TM | 3 | soilTemp | Temperature | degC | 2012-06-28 | 2026-01-02 | -3 | 6 | 2 | 20
160 | LEO-E_6_-2_2_5TM | 5TM | 3 | soilTemp | Temperature | degC | 2012-06-28 | 2022-10-28 | -2 | 6 | 2 | 20
162 | LEO-E_6_-1_2_5TM | 5TM | 3 | soilTemp | Temperature | degC | 2012-06-28 | 2024-08-21 | -1 | 6 | 2 | 20
164 | LEO-E_6_-5_3_5TM | 5TM | 3 | soilTemp | Temperature | degC | 2012-06-28 | 2026-01-02 | -5 | 6 | 3 | 35
166 | LEO-E_6_-4_4_5TM | 5TM | 3 | soilTemp | Temperature | degC | 2012-06-28 | 2026-01-02 | -4 | 6 | 4 | 50
168 | LEO-E_6_-3_3_5TM | 5TM | 3 | soilTemp | Temperature | degC | 2012-06-28 | 2026-01-02 | -3 | 6 | 3 | 35
170 | LEO-E_6_-2_4_5TM | 5TM | 3 | soilTemp | Temperature | degC | 2012-06-28 | 2013-12-28 | -2 | 6 | 4 | 50
172 | LEO-E_6_-1_3_5TM | 5TM | 3 | soilTemp | Temperature | degC | 2012-06-28 | 2014-07-29 | -1 | 6 | 3 | 35
174 | LEO-E_6_-4_5_5TM | 5TM | 3 | soilTemp | Temperature | degC | 2012-06-28 | 2024-08-24 | -4 | 6 | 5 | 85
176 | LEO-E_6_-2_5_5TM | 5TM | 3 | soilTemp | Temperature | degC | 2012-06-28 | 2024-07-04 | -2 | 6 | 5 | 85
178 | LEO-E_8_-5_1_5TM | 5TM | 3 | soilTemp | Temperature | degC | 2012-06-28 | 2019-03-06 | -5 | 8 | 1 | 5
180 | LEO-E_8_-4_1_5TM | 5TM | 3 | soilTemp | Temperature | degC | 2012-06-28 | 2018-09-19 | -4 | 8 | 1 | 5
182 | LEO-E_8_-3_1_5TM | 5TM | 3 | soilTemp | Temperature | degC | 2012-06-28 | 2021-05-08 | -3 | 8 | 1 | 5
184 | LEO-E_8_-2_1_5TM | 5TM | 3 | soilTemp | Temperature | degC | 2012-06-28 | 2020-11-05 | -2 | 8 | 1 | 5
186 | LEO-E_8_-1_1_5TM | 5TM | 3 | soilTemp | Temperature | degC | 2012-06-28 | 2021-02-11 | -1 | 8 | 1 | 5
188 | LEO-E_8_-5_2_5TM | 5TM | 3 | soilTemp | Temperature | degC | 2012-06-28 | 2021-07-06 | -5 | 8 | 2 | 20
190 | LEO-E_8_-4_2_5TM | 5TM | 3 | soilTemp | Temperature | degC | 2012-06-28 | 2013-02-08 | -4 | 8 | 2 | 20
192 | LEO-E_8_-3_2_5TM | 5TM | 3 | soilTemp | Temperature | degC | 2012-06-28 | 2025-06-04 | -3 | 8 | 2 | 20
194 | LEO-E_8_-2_2_5TM | 5TM | 3 | soilTemp | Temperature | degC | 2012-06-28 | 2026-01-02 | -2 | 8 | 2 | 20
196 | LEO-E_8_-1_2_5TM | 5TM | 3 | soilTemp | Temperature | degC | 2012-06-28 | 2016-12-20 | -1 | 8 | 2 | 20
198 | LEO-E_8_-5_4_5TM | 5TM | 3 | soilTemp | Temperature | degC | 2012-06-28 | 2016-08-03 | -5 | 8 | 4 | 50
200 | LEO-E_8_-4_3_5TM | 5TM | 3 | soilTemp | Temperature | degC | 2012-06-28 | 2024-01-06 | -4 | 8 | 3 | 35
202 | LEO-E_8_-3_4_5TM | 5TM | 3 | soilTemp | Temperature | degC | 2012-06-28 | 2026-01-02 | -3 | 8 | 4 | 50
204 | LEO-E_8_-2_3_5TM | 5TM | 3 | soilTemp | Temperature | degC | 2012-06-28 | 2026-01-02 | -2 | 8 | 3 | 35
206 | LEO-E_8_-1_4_5TM | 5TM | 3 | soilTemp | Temperature | degC | 2012-06-28 | 2022-12-09 | -1 | 8 | 4 | 50
208 | LEO-E_6_1_1_5TM | 5TM | 3 | soilTemp | Temperature | degC | 2012-06-28 | 2022-11-26 | 1 | 6 | 1 | 5
210 | LEO-E_6_2_1_5TM | 5TM | 3 | soilTemp | Temperature | degC | 2012-06-28 | 2018-09-19 | 2 | 6 | 1 | 5
212 | LEO-E_6_3_1_5TM | 5TM | 3 | soilTemp | Temperature | degC | 2012-06-28 | 2022-06-02 | 3 | 6 | 1 | 5
214 | LEO-E_6_4_1_5TM | 5TM | 3 | soilTemp | Temperature | degC | 2012-06-28 | 2019-07-11 | 4 | 6 | 1 | 5
219 | LEO-E_6_5_1_5TM | 5TM | 3 | soilTemp | Temperature | degC | 2012-06-28 | 2021-03-17 | 5 | 6 | 1 | 5
221 | LEO-E_6_1_2_5TM | 5TM | 3 | soilTemp | Temperature | degC | 2012-06-28 | 2022-12-21 | 1 | 6 | 2 | 20
223 | LEO-E_6_2_2_5TM | 5TM | 3 | soilTemp | Temperature | degC | 2012-06-28 | 2025-09-14 | 2 | 6 | 2 | 20
225 | LEO-E_6_3_2_5TM | 5TM | 3 | soilTemp | Temperature | degC | 2012-06-28 | 2021-03-14 | 3 | 6 | 2 | 20
227 | LEO-E_6_4_2_5TM | 5TM | 3 | soilTemp | Temperature | degC | 2012-06-28 | 2020-07-01 | 4 | 6 | 2 | 20
229 | LEO-E_6_5_2_5TM | 5TM | 3 | soilTemp | Temperature | degC | 2012-06-28 | 2020-06-26 | 5 | 6 | 2 | 20
231 | LEO-E_6_1_3_5TM | 5TM | 3 | soilTemp | Temperature | degC | 2012-06-28 | 2019-01-26 | 1 | 6 | 3 | 35
233 | LEO-E_6_2_4_5TM | 5TM | 3 | soilTemp | Temperature | degC | 2012-06-28 | 2024-08-21 | 2 | 6 | 4 | 50
235 | LEO-E_6_3_3_5TM | 5TM | 3 | soilTemp | Temperature | degC | 2012-06-28 | 2024-03-01 | 3 | 6 | 3 | 35
237 | LEO-E_6_4_4_5TM | 5TM | 3 | soilTemp | Temperature | degC | 2012-06-28 | 2018-09-19 | 4 | 6 | 4 | 50
239 | LEO-E_6_5_3_5TM | 5TM | 3 | soilTemp | Temperature | degC | 2012-06-28 | present | 5 | 6 | 3 | 35
241 | LEO-E_6_2_5_5TM | 5TM | 3 | soilTemp | Temperature | degC | 2012-06-28 | 2018-09-19 | 2 | 6 | 5 | 85
243 | LEO-E_6_4_5_5TM | 5TM | 3 | soilTemp | Temperature | degC | 2012-06-28 | 2018-09-19 | 4 | 6 | 5 | 85
245 | LEO-E_8_1_1_5TM | 5TM | 3 | soilTemp | Temperature | degC | 2012-06-28 | 2023-05-13 | 1 | 8 | 1 | 5
247 | LEO-E_8_2_1_5TM | 5TM | 3 | soilTemp | Temperature | degC | 2012-06-28 | 2023-01-13 | 2 | 8 | 1 | 5
249 | LEO-E_8_3_1_5TM | 5TM | 3 | soilTemp | Temperature | degC | 2012-06-28 | present | 3 | 8 | 1 | 5
251 | LEO-E_8_4_1_5TM | 5TM | 3 | soilTemp | Temperature | degC | 2012-06-28 | 2023-01-13 | 4 | 8 | 1 | 5
253 | LEO-E_8_5_1_5TM | 5TM | 3 | soilTemp | Temperature | degC | 2012-06-28 | 2020-11-24 | 5 | 8 | 1 | 5
255 | LEO-E_8_1_2_5TM | 5TM | 3 | soilTemp | Temperature | degC | 2012-06-28 | present | 1 | 8 | 2 | 20
257 | LEO-E_8_2_2_5TM | 5TM | 3 | soilTemp | Temperature | degC | 2012-06-28 | present | 2 | 8 | 2 | 20
259 | LEO-E_8_3_2_5TM | 5TM | 3 | soilTemp | Temperature | degC | 2012-06-28 | 2024-01-30 | 3 | 8 | 2 | 20
261 | LEO-E_8_4_2_5TM | 5TM | 3 | soilTemp | Temperature | degC | 2012-06-28 | 2023-01-13 | 4 | 8 | 2 | 20
263 | LEO-E_8_5_2_5TM | 5TM | 3 | soilTemp | Temperature | degC | 2012-06-28 | present | 5 | 8 | 2 | 20
265 | LEO-E_8_1_4_5TM | 5TM | 3 | soilTemp | Temperature | degC | 2012-06-28 | 2023-06-11 | 1 | 8 | 4 | 50
267 | LEO-E_8_2_3_5TM | 5TM | 3 | soilTemp | Temperature | degC | 2012-06-28 | present | 2 | 8 | 3 | 35
269 | LEO-E_8_3_4_5TM | 5TM | 3 | soilTemp | Temperature | degC | 2012-06-28 | 2024-08-21 | 3 | 8 | 4 | 50
271 | LEO-E_8_4_3_5TM | 5TM | 3 | soilTemp | Temperature | degC | 2012-06-28 | 2015-02-24 | 4 | 8 | 3 | 35
273 | LEO-E_8_5_4_5TM | 5TM | 3 | soilTemp | Temperature | degC | 2012-06-28 | 2014-08-04 | 5 | 8 | 4 | 50
275 | LEO-E_2_0_1_5TM | 5TM | 3 | soilTemp | Temperature | degC | 2012-06-28 | present | 0 | 2 | 1 | 5
277 | LEO-E_2_0_2_5TM | 5TM | 3 | soilTemp | Temperature | degC | 2012-06-28 | present | 0 | 2 | 2 | 20
279 | LEO-E_2_0_4_5TM | 5TM | 3 | soilTemp | Temperature | degC | 2012-06-28 | 2018-09-19 | 0 | 2 | 4 | 50
281 | LEO-E_2_0_5_5TM | 5TM | 3 | soilTemp | Temperature | degC | 2012-06-28 | 2021-07-11 | 0 | 2 | 5 | 85
283 | LEO-E_4_0_1_5TM | 5TM | 3 | soilTemp | Temperature | degC | 2012-06-28 | 2025-11-28 | 0 | 4 | 1 | 5
285 | LEO-E_4_0_2_5TM | 5TM | 3 | soilTemp | Temperature | degC | 2012-06-28 | 2025-05-08 | 0 | 4 | 2 | 20
287 | LEO-E_4_0_4_5TM | 5TM | 3 | soilTemp | Temperature | degC | 2012-06-28 | 2012-06-30 | 0 | 4 | 4 | 50
289 | LEO-E_4_0_5_5TM | 5TM | 3 | soilTemp | Temperature | degC | 2012-06-28 | 2016-12-07 | 0 | 4 | 5 | 85
291 | LEO-E_6_0_1_5TM | 5TM | 3 | soilTemp | Temperature | degC | 2012-06-28 | 2025-11-10 | 0 | 6 | 1 | 5
297 | LEO-E_6_0_2_5TM | 5TM | 3 | soilTemp | Temperature | degC | 2012-06-28 | present | 0 | 6 | 2 | 20
299 | LEO-E_6_0_4_5TM | 5TM | 3 | soilTemp | Temperature | degC | 2012-06-28 | 2018-09-19 | 0 | 6 | 4 | 50
301 | LEO-E_6_0_5_5TM | 5TM | 3 | soilTemp | Temperature | degC | 2012-06-28 | 2016-09-19 | 0 | 6 | 5 | 85
303 | LEO-E_8_0_1_5TM | 5TM | 3 | soilTemp | Temperature | degC | 2012-06-28 | 2020-08-25 | 0 | 8 | 1 | 5
305 | LEO-E_8_0_2_5TM | 5TM | 3 | soilTemp | Temperature | degC | 2012-06-28 | 2024-06-26 | 0 | 8 | 2 | 20
307 | LEO-E_8_0_3_5TM | 5TM | 3 | soilTemp | Temperature | degC | 2012-06-28 | present | 0 | 8 | 3 | 35
309 | LEO-E_10_0_1_5TM | 5TM | 3 | soilTemp | Temperature | degC | 2012-06-28 | 2019-07-13 | 0 | 10 | 1 | 5
311 | LEO-E_10_0_2_5TM | 5TM | 3 | soilTemp | Temperature | degC | 2012-06-28 | present | 0 | 10 | 2 | 20
313 | LEO-E_10_0_4_5TM | 5TM | 3 | soilTemp | Temperature | degC | 2012-06-28 | present | 0 | 10 | 4 | 50
315 | LEO-E_10_0_5_5TM | 5TM | 3 | soilTemp | Temperature | degC | 2012-06-28 | 2021-08-19 | 0 | 10 | 5 | 85
317 | LEO-E_12_0_1_5TM | 5TM | 3 | soilTemp | Temperature | degC | 2012-06-28 | 2024-06-18 | 0 | 12 | 1 | 5
322 | LEO-E_12_0_2_5TM | 5TM | 3 | soilTemp | Temperature | degC | 2012-06-28 | 2023-06-15 | 0 | 12 | 2 | 20
324 | LEO-E_12_0_3_5TM | 5TM | 3 | soilTemp | Temperature | degC | 2012-06-28 | present | 0 | 12 | 3 | 35
326 | LEO-E_14_0_1_5TM | 5TM | 3 | soilTemp | Temperature | degC | 2012-06-28 | 2025-11-13 | 0 | 14 | 1 | 5
328 | LEO-E_14_0_2_5TM | 5TM | 3 | soilTemp | Temperature | degC | 2012-06-28 | present | 0 | 14 | 2 | 20
330 | LEO-E_14_0_4_5TM | 5TM | 3 | soilTemp | Temperature | degC | 2012-06-28 | 2021-08-04 | 0 | 14 | 4 | 50
332 | LEO-E_14_0_5_5TM | 5TM | 3 | soilTemp | Temperature | degC | 2012-06-28 | 2016-09-21 | 0 | 14 | 5 | 85
334 | LEO-E_10_-5_1_5TM | 5TM | 3 | soilTemp | Temperature | degC | 2012-06-28 | 2018-09-19 | -5 | 10 | 1 | 5
336 | LEO-E_10_-4_1_5TM | 5TM | 3 | soilTemp | Temperature | degC | 2012-06-28 | present | -4 | 10 | 1 | 5
339 | LEO-E_10_-3_1_5TM | 5TM | 3 | soilTemp | Temperature | degC | 2012-06-28 | present | -3 | 10 | 1 | 5
341 | LEO-E_10_-2_1_5TM | 5TM | 3 | soilTemp | Temperature | degC | 2012-06-28 | 2018-09-19 | -2 | 10 | 1 | 5
343 | LEO-E_10_-1_1_5TM | 5TM | 3 | soilTemp | Temperature | degC | 2012-06-28 | 2025-03-09 | -1 | 10 | 1 | 5
346 | LEO-E_10_-5_2_5TM | 5TM | 3 | soilTemp | Temperature | degC | 2012-06-28 | 2019-10-26 | -5 | 10 | 2 | 20
348 | LEO-E_10_-4_2_5TM | 5TM | 3 | soilTemp | Temperature | degC | 2012-06-28 | 2019-10-04 | -4 | 10 | 2 | 20
351 | LEO-E_10_-3_2_5TM | 5TM | 3 | soilTemp | Temperature | degC | 2012-06-28 | 2019-05-26 | -3 | 10 | 2 | 20
353 | LEO-E_10_-2_2_5TM | 5TM | 3 | soilTemp | Temperature | degC | 2012-06-28 | present | -2 | 10 | 2 | 20
355 | LEO-E_10_-1_2_5TM | 5TM | 3 | soilTemp | Temperature | degC | 2012-06-28 | 2025-04-29 | -1 | 10 | 2 | 20
358 | LEO-E_10_-5_3_5TM | 5TM | 3 | soilTemp | Temperature | degC | 2012-06-28 | present | -5 | 10 | 3 | 35
360 | LEO-E_10_-4_4_5TM | 5TM | 3 | soilTemp | Temperature | degC | 2012-06-28 | present | -4 | 10 | 4 | 50
363 | LEO-E_10_-3_3_5TM | 5TM | 3 | soilTemp | Temperature | degC | 2012-06-28 | present | -3 | 10 | 3 | 35
365 | LEO-E_10_-2_4_5TM | 5TM | 3 | soilTemp | Temperature | degC | 2012-06-28 | 2025-04-29 | -2 | 10 | 4 | 50
367 | LEO-E_10_-1_3_5TM | 5TM | 3 | soilTemp | Temperature | degC | 2012-06-28 | 2022-09-23 | -1 | 10 | 3 | 35
370 | LEO-E_10_-4_5_5TM | 5TM | 3 | soilTemp | Temperature | degC | 2012-06-28 | present | -4 | 10 | 5 | 85
372 | LEO-E_10_-2_5_5TM | 5TM | 3 | soilTemp | Temperature | degC | 2012-06-28 | 2018-09-19 | -2 | 10 | 5 | 85
374 | LEO-E_12_-5_1_5TM | 5TM | 3 | soilTemp | Temperature | degC | 2012-06-28 | 2021-08-01 | -5 | 12 | 1 | 5
376 | LEO-E_12_-4_1_5TM | 5TM | 3 | soilTemp | Temperature | degC | 2012-06-28 | 2019-07-12 | -4 | 12 | 1 | 5
381 | LEO-E_12_-3_1_5TM | 5TM | 3 | soilTemp | Temperature | degC | 2012-06-28 | 2025-11-06 | -3 | 12 | 1 | 5
383 | LEO-E_12_-2_1_5TM | 5TM | 3 | soilTemp | Temperature | degC | 2012-06-28 | present | -2 | 12 | 1 | 5
385 | LEO-E_12_-1_1_5TM | 5TM | 3 | soilTemp | Temperature | degC | 2012-06-28 | 2018-12-20 | -1 | 12 | 1 | 5
387 | LEO-E_12_-5_2_5TM | 5TM | 3 | soilTemp | Temperature | degC | 2012-06-28 | 2021-07-28 | -5 | 12 | 2 | 20
389 | LEO-E_12_-4_2_5TM | 5TM | 3 | soilTemp | Temperature | degC | 2012-06-28 | 2021-07-21 | -4 | 12 | 2 | 20
391 | LEO-E_12_-3_2_5TM | 5TM | 3 | soilTemp | Temperature | degC | 2012-06-28 | 2012-07-08 | -3 | 12 | 2 | 20
393 | LEO-E_12_-2_2_5TM | 5TM | 3 | soilTemp | Temperature | degC | 2012-06-28 | 2012-08-01 | -2 | 12 | 2 | 20
395 | LEO-E_12_-1_2_5TM | 5TM | 3 | soilTemp | Temperature | degC | 2012-06-28 | 2025-02-25 | -1 | 12 | 2 | 20
397 | LEO-E_12_-5_4_5TM | 5TM | 3 | soilTemp | Temperature | degC | 2012-06-28 | 2019-04-05 | -5 | 12 | 4 | 50
399 | LEO-E_12_-4_3_5TM | 5TM | 3 | soilTemp | Temperature | degC | 2012-06-28 | present | -4 | 12 | 3 | 35
401 | LEO-E_12_-3_4_5TM | 5TM | 3 | soilTemp | Temperature | degC | 2012-06-28 | 2025-02-27 | -3 | 12 | 4 | 50
403 | LEO-E_12_-2_3_5TM | 5TM | 3 | soilTemp | Temperature | degC | 2012-06-28 | present | -2 | 12 | 3 | 35
405 | LEO-E_12_-1_4_5TM | 5TM | 3 | soilTemp | Temperature | degC | 2012-06-28 | present | -1 | 12 | 4 | 50
407 | LEO-E_10_1_1_5TM | 5TM | 3 | soilTemp | Temperature | degC | 2012-06-28 | 2019-09-21 | 1 | 10 | 1 | 5
410 | LEO-E_10_2_1_5TM | 5TM | 3 | soilTemp | Temperature | degC | 2012-06-28 | 2019-05-02 | 2 | 10 | 1 | 5
412 | LEO-E_10_3_1_5TM | 5TM | 3 | soilTemp | Temperature | degC | 2012-06-28 | 2018-11-03 | 3 | 10 | 1 | 5
414 | LEO-E_10_4_1_5TM | 5TM | 3 | soilTemp | Temperature | degC | 2012-06-28 | 2018-09-19 | 4 | 10 | 1 | 5
417 | LEO-E_10_5_1_5TM | 5TM | 3 | soilTemp | Temperature | degC | 2012-06-28 | present | 5 | 10 | 1 | 5
419 | LEO-E_10_1_2_5TM | 5TM | 3 | soilTemp | Temperature | degC | 2012-06-28 | 2018-09-19 | 1 | 10 | 2 | 20
422 | LEO-E_10_2_2_5TM | 5TM | 3 | soilTemp | Temperature | degC | 2012-06-28 | 2022-11-07 | 2 | 10 | 2 | 20
424 | LEO-E_10_3_2_5TM | 5TM | 3 | soilTemp | Temperature | degC | 2012-06-28 | present | 3 | 10 | 2 | 20
426 | LEO-E_10_4_2_5TM | 5TM | 3 | soilTemp | Temperature | degC | 2012-06-28 | 2019-05-10 | 4 | 10 | 2 | 20
429 | LEO-E_10_5_2_5TM | 5TM | 3 | soilTemp | Temperature | degC | 2012-06-28 | present | 5 | 10 | 2 | 20
431 | LEO-E_10_1_3_5TM | 5TM | 3 | soilTemp | Temperature | degC | 2012-06-28 | 2022-12-08 | 1 | 10 | 3 | 35
434 | LEO-E_10_2_4_5TM | 5TM | 3 | soilTemp | Temperature | degC | 2012-06-28 | present | 2 | 10 | 4 | 50
436 | LEO-E_10_3_3_5TM | 5TM | 3 | soilTemp | Temperature | degC | 2012-06-28 | present | 3 | 10 | 3 | 35
438 | LEO-E_10_4_4_5TM | 5TM | 3 | soilTemp | Temperature | degC | 2012-06-28 | present | 4 | 10 | 4 | 50
441 | LEO-E_10_5_3_5TM | 5TM | 3 | soilTemp | Temperature | degC | 2012-06-28 | present | 5 | 10 | 3 | 35
443 | LEO-E_10_2_5_5TM | 5TM | 3 | soilTemp | Temperature | degC | 2012-06-28 | 2020-09-22 | 2 | 10 | 5 | 85
445 | LEO-E_10_4_5_5TM | 5TM | 3 | soilTemp | Temperature | degC | 2012-06-28 | present | 4 | 10 | 5 | 85
447 | LEO-E_12_1_1_5TM | 5TM | 3 | soilTemp | Temperature | degC | 2012-06-28 | 2018-09-19 | 1 | 12 | 1 | 5
449 | LEO-E_12_2_1_5TM | 5TM | 3 | soilTemp | Temperature | degC | 2012-06-28 | present | 2 | 12 | 1 | 5
451 | LEO-E_12_3_1_5TM | 5TM | 3 | soilTemp | Temperature | degC | 2012-06-28 | 2023-09-28 | 3 | 12 | 1 | 5
453 | LEO-E_12_4_1_5TM | 5TM | 3 | soilTemp | Temperature | degC | 2012-06-28 | present | 4 | 12 | 1 | 5
458 | LEO-E_12_5_1_5TM | 5TM | 3 | soilTemp | Temperature | degC | 2012-06-28 | 2020-02-01 | 5 | 12 | 1 | 5
460 | LEO-E_12_1_2_5TM | 5TM | 3 | soilTemp | Temperature | degC | 2012-06-28 | 2025-04-15 | 1 | 12 | 2 | 20
462 | LEO-E_12_2_2_5TM | 5TM | 3 | soilTemp | Temperature | degC | 2012-06-28 | 2020-09-10 | 2 | 12 | 2 | 20
464 | LEO-E_12_3_2_5TM | 5TM | 3 | soilTemp | Temperature | degC | 2012-06-28 | 2019-04-17 | 3 | 12 | 2 | 20
466 | LEO-E_12_4_2_5TM | 5TM | 3 | soilTemp | Temperature | degC | 2012-06-28 | 2019-06-26 | 4 | 12 | 2 | 20
468 | LEO-E_12_5_2_5TM | 5TM | 3 | soilTemp | Temperature | degC | 2012-06-28 | 2025-07-12 | 5 | 12 | 2 | 20
470 | LEO-E_12_1_4_5TM | 5TM | 3 | soilTemp | Temperature | degC | 2012-06-28 | 2021-03-11 | 1 | 12 | 4 | 50
472 | LEO-E_12_2_3_5TM | 5TM | 3 | soilTemp | Temperature | degC | 2012-06-28 | present | 2 | 12 | 3 | 35
474 | LEO-E_12_3_4_5TM | 5TM | 3 | soilTemp | Temperature | degC | 2012-06-28 | present | 3 | 12 | 4 | 50
476 | LEO-E_12_4_3_5TM | 5TM | 3 | soilTemp | Temperature | degC | 2012-06-28 | 2022-10-05 | 4 | 12 | 3 | 35
478 | LEO-E_12_5_4_5TM | 5TM | 3 | soilTemp | Temperature | degC | 2012-06-28 | present | 5 | 12 | 4 | 50
480 | LEO-E_14_-5_1_5TM | 5TM | 3 | soilTemp | Temperature | degC | 2012-06-28 | 2023-03-01 | -5 | 14 | 1 | 5
482 | LEO-E_14_-4_1_5TM | 5TM | 3 | soilTemp | Temperature | degC | 2012-06-28 | 2019-06-12 | -4 | 14 | 1 | 5
484 | LEO-E_14_-3_1_5TM | 5TM | 3 | soilTemp | Temperature | degC | 2012-06-28 | 2022-09-13 | -3 | 14 | 1 | 5
486 | LEO-E_14_-2_1_5TM | 5TM | 3 | soilTemp | Temperature | degC | 2012-06-28 | 2020-05-15 | -2 | 14 | 1 | 5
488 | LEO-E_14_-1_1_5TM | 5TM | 3 | soilTemp | Temperature | degC | 2012-06-28 | 2025-06-28 | -1 | 14 | 1 | 5
490 | LEO-E_14_-5_2_5TM | 5TM | 3 | soilTemp | Temperature | degC | 2012-06-28 | 2018-11-27 | -5 | 14 | 2 | 20
492 | LEO-E_14_-4_2_5TM | 5TM | 3 | soilTemp | Temperature | degC | 2012-06-28 | 2022-04-07 | -4 | 14 | 2 | 20
494 | LEO-E_14_-3_2_5TM | 5TM | 3 | soilTemp | Temperature | degC | 2012-06-28 | 2020-08-09 | -3 | 14 | 2 | 20
496 | LEO-E_14_-2_2_5TM | 5TM | 3 | soilTemp | Temperature | degC | 2012-06-28 | present | -2 | 14 | 2 | 20
498 | LEO-E_14_-1_2_5TM | 5TM | 3 | soilTemp | Temperature | degC | 2012-06-28 | 2025-06-28 | -1 | 14 | 2 | 20
500 | LEO-E_14_-5_3_5TM | 5TM | 3 | soilTemp | Temperature | degC | 2012-06-28 | 2021-05-22 | -5 | 14 | 3 | 35
502 | LEO-E_14_-4_4_5TM | 5TM | 3 | soilTemp | Temperature | degC | 2012-06-28 | present | -4 | 14 | 4 | 50
504 | LEO-E_14_-3_3_5TM | 5TM | 3 | soilTemp | Temperature | degC | 2012-06-28 | 2023-02-10 | -3 | 14 | 3 | 35
506 | LEO-E_14_-2_4_5TM | 5TM | 3 | soilTemp | Temperature | degC | 2012-06-28 | 2025-09-23 | -2 | 14 | 4 | 50
508 | LEO-E_14_-1_3_5TM | 5TM | 3 | soilTemp | Temperature | degC | 2012-06-28 | 2018-09-19 | -1 | 14 | 3 | 35
510 | LEO-E_14_-4_5_5TM | 5TM | 3 | soilTemp | Temperature | degC | 2012-06-28 | 2025-07-31 | -4 | 14 | 5 | 85
512 | LEO-E_14_-2_5_5TM | 5TM | 3 | soilTemp | Temperature | degC | 2012-06-28 | present | -2 | 14 | 5 | 85
514 | LEO-E_16_-5_1_5TM | 5TM | 3 | soilTemp | Temperature | degC | 2012-06-28 | 2025-11-09 | -5 | 16 | 1 | 5
516 | LEO-E_16_-4_1_5TM | 5TM | 3 | soilTemp | Temperature | degC | 2012-06-28 | 2021-07-23 | -4 | 16 | 1 | 5
518 | LEO-E_16_-3_1_5TM | 5TM | 3 | soilTemp | Temperature | degC | 2012-06-28 | present | -3 | 16 | 1 | 5
520 | LEO-E_16_-2_1_5TM | 5TM | 3 | soilTemp | Temperature | degC | 2012-06-28 | 2018-09-19 | -2 | 16 | 1 | 5
522 | LEO-E_16_-1_1_5TM | 5TM | 3 | soilTemp | Temperature | degC | 2012-06-28 | 2021-05-02 | -1 | 16 | 1 | 5
524 | LEO-E_16_-5_2_5TM | 5TM | 3 | soilTemp | Temperature | degC | 2012-06-28 | 2020-11-05 | -5 | 16 | 2 | 20
526 | LEO-E_16_-4_2_5TM | 5TM | 3 | soilTemp | Temperature | degC | 2012-06-28 | present | -4 | 16 | 2 | 20
528 | LEO-E_16_-3_2_5TM | 5TM | 3 | soilTemp | Temperature | degC | 2012-06-28 | 2019-07-13 | -3 | 16 | 2 | 20
530 | LEO-E_16_-2_2_5TM | 5TM | 3 | soilTemp | Temperature | degC | 2012-06-28 | 2020-05-10 | -2 | 16 | 2 | 20
532 | LEO-E_16_-1_2_5TM | 5TM | 3 | soilTemp | Temperature | degC | 2012-06-28 | 2025-07-30 | -1 | 16 | 2 | 20
534 | LEO-E_16_-5_4_5TM | 5TM | 3 | soilTemp | Temperature | degC | 2012-06-28 | present | -5 | 16 | 4 | 50
536 | LEO-E_16_-4_3_5TM | 5TM | 3 | soilTemp | Temperature | degC | 2012-06-28 | present | -4 | 16 | 3 | 35
538 | LEO-E_16_-3_4_5TM | 5TM | 3 | soilTemp | Temperature | degC | 2012-06-28 | present | -3 | 16 | 4 | 50
540 | LEO-E_16_-2_3_5TM | 5TM | 3 | soilTemp | Temperature | degC | 2012-06-28 | 2025-06-04 | -2 | 16 | 3 | 35
542 | LEO-E_16_-1_4_5TM | 5TM | 3 | soilTemp | Temperature | degC | 2012-06-28 | present | -1 | 16 | 4 | 50
544 | LEO-E_14_1_1_5TM | 5TM | 3 | soilTemp | Temperature | degC | 2012-06-28 | 2018-09-19 | 1 | 14 | 1 | 5
546 | LEO-E_14_2_1_5TM | 5TM | 3 | soilTemp | Temperature | degC | 2012-06-28 | 2022-06-29 | 2 | 14 | 1 | 5
548 | LEO-E_14_3_1_5TM | 5TM | 3 | soilTemp | Temperature | degC | 2012-06-28 | 2025-05-07 | 3 | 14 | 1 | 5
550 | LEO-E_14_4_1_5TM | 5TM | 3 | soilTemp | Temperature | degC | 2012-06-28 | 2019-05-04 | 4 | 14 | 1 | 5
552 | LEO-E_14_5_1_5TM | 5TM | 3 | soilTemp | Temperature | degC | 2012-06-28 | 2019-09-16 | 5 | 14 | 1 | 5
554 | LEO-E_14_1_2_5TM | 5TM | 3 | soilTemp | Temperature | degC | 2012-06-28 | 2019-09-16 | 1 | 14 | 2 | 20
556 | LEO-E_14_2_2_5TM | 5TM | 3 | soilTemp | Temperature | degC | 2012-06-28 | 2019-09-16 | 2 | 14 | 2 | 20
558 | LEO-E_14_3_2_5TM | 5TM | 3 | soilTemp | Temperature | degC | 2012-06-28 | 2023-12-07 | 3 | 14 | 2 | 20
560 | LEO-E_14_4_2_5TM | 5TM | 3 | soilTemp | Temperature | degC | 2012-06-28 | 2022-05-16 | 4 | 14 | 2 | 20
562 | LEO-E_14_5_2_5TM | 5TM | 3 | soilTemp | Temperature | degC | 2012-06-28 | 2020-06-11 | 5 | 14 | 2 | 20
564 | LEO-E_14_1_3_5TM | 5TM | 3 | soilTemp | Temperature | degC | 2012-06-28 | 2018-09-19 | 1 | 14 | 3 | 35
566 | LEO-E_14_2_4_5TM | 5TM | 3 | soilTemp | Temperature | degC | 2012-06-28 | 2017-03-01 | 2 | 14 | 4 | 50
568 | LEO-E_14_3_3_5TM | 5TM | 3 | soilTemp | Temperature | degC | 2012-06-28 | present | 3 | 14 | 3 | 35
570 | LEO-E_14_4_4_5TM | 5TM | 3 | soilTemp | Temperature | degC | 2012-06-28 | 2021-09-17 | 4 | 14 | 4 | 50
572 | LEO-E_14_5_3_5TM | 5TM | 3 | soilTemp | Temperature | degC | 2012-06-28 | 2019-06-20 | 5 | 14 | 3 | 35
574 | LEO-E_14_2_5_5TM | 5TM | 3 | soilTemp | Temperature | degC | 2012-06-28 | 2016-07-30 | 2 | 14 | 5 | 85
576 | LEO-E_14_4_5_5TM | 5TM | 3 | soilTemp | Temperature | degC | 2012-06-28 | present | 4 | 14 | 5 | 85
578 | LEO-E_16_1_1_5TM | 5TM | 3 | soilTemp | Temperature | degC | 2012-06-28 | 2025-07-23 | 1 | 16 | 1 | 5
580 | LEO-E_16_2_1_5TM | 5TM | 3 | soilTemp | Temperature | degC | 2012-06-28 | 2018-09-19 | 2 | 16 | 1 | 5
582 | LEO-E_16_3_1_5TM | 5TM | 3 | soilTemp | Temperature | degC | 2012-06-28 | 2021-05-15 | 3 | 16 | 1 | 5
584 | LEO-E_16_4_1_5TM | 5TM | 3 | soilTemp | Temperature | degC | 2012-06-28 | 2018-09-19 | 4 | 16 | 1 | 5
586 | LEO-E_16_5_1_5TM | 5TM | 3 | soilTemp | Temperature | degC | 2012-06-28 | 2019-01-31 | 5 | 16 | 1 | 5
588 | LEO-E_16_1_2_5TM | 5TM | 3 | soilTemp | Temperature | degC | 2012-06-28 | present | 1 | 16 | 2 | 20
590 | LEO-E_16_2_2_5TM | 5TM | 3 | soilTemp | Temperature | degC | 2012-06-28 | present | 2 | 16 | 2 | 20
592 | LEO-E_16_3_2_5TM | 5TM | 3 | soilTemp | Temperature | degC | 2012-06-28 | 2019-01-08 | 3 | 16 | 2 | 20
594 | LEO-E_16_4_2_5TM | 5TM | 3 | soilTemp | Temperature | degC | 2012-06-28 | 2018-09-19 | 4 | 16 | 2 | 20
596 | LEO-E_16_5_2_5TM | 5TM | 3 | soilTemp | Temperature | degC | 2012-06-28 | 2025-07-29 | 5 | 16 | 2 | 20
598 | LEO-E_16_1_4_5TM | 5TM | 3 | soilTemp | Temperature | degC | 2012-06-28 | present | 1 | 16 | 4 | 50
600 | LEO-E_16_2_3_5TM | 5TM | 3 | soilTemp | Temperature | degC | 2012-06-28 | 2024-07-29 | 2 | 16 | 3 | 35
602 | LEO-E_16_3_4_5TM | 5TM | 3 | soilTemp | Temperature | degC | 2012-06-28 | 2024-07-29 | 3 | 16 | 4 | 50
604 | LEO-E_16_4_3_5TM | 5TM | 3 | soilTemp | Temperature | degC | 2012-06-28 | 2021-06-17 | 4 | 16 | 3 | 35
606 | LEO-E_16_5_4_5TM | 5TM | 3 | soilTemp | Temperature | degC | 2012-06-28 | present | 5 | 16 | 4 | 50
608 | LEO-E_18_-5_1_5TM | 5TM | 3 | soilTemp | Temperature | degC | 2012-06-28 | 2025-08-22 | -5 | 18 | 1 | 5
610 | LEO-E_18_-4_1_5TM | 5TM | 3 | soilTemp | Temperature | degC | 2012-06-28 | 2019-08-06 | -4 | 18 | 1 | 5
616 | LEO-E_18_-3_1_5TM | 5TM | 3 | soilTemp | Temperature | degC | 2012-06-28 | 2019-03-20 | -3 | 18 | 1 | 5
618 | LEO-E_18_-2_1_5TM | 5TM | 3 | soilTemp | Temperature | degC | 2012-06-28 | 2018-11-27 | -2 | 18 | 1 | 5
620 | LEO-E_18_-1_1_5TM | 5TM | 3 | soilTemp | Temperature | degC | 2012-06-28 | present | -1 | 18 | 1 | 5
623 | LEO-E_18_-5_2_5TM | 5TM | 3 | soilTemp | Temperature | degC | 2012-06-28 | 2022-03-29 | -5 | 18 | 2 | 20
625 | LEO-E_18_-4_2_5TM | 5TM | 3 | soilTemp | Temperature | degC | 2012-06-28 | 2024-09-19 | -4 | 18 | 2 | 20
628 | LEO-E_18_-3_2_5TM | 5TM | 3 | soilTemp | Temperature | degC | 2012-06-28 | 2018-09-19 | -3 | 18 | 2 | 20
630 | LEO-E_18_-2_2_5TM | 5TM | 3 | soilTemp | Temperature | degC | 2012-06-28 | 2013-08-19 | -2 | 18 | 2 | 20
632 | LEO-E_18_-1_2_5TM | 5TM | 3 | soilTemp | Temperature | degC | 2012-06-28 | 2021-02-11 | -1 | 18 | 2 | 20
635 | LEO-E_18_-5_3_5TM | 5TM | 3 | soilTemp | Temperature | degC | 2012-06-28 | 2018-10-23 | -5 | 18 | 3 | 35
637 | LEO-E_18_-4_4_5TM | 5TM | 3 | soilTemp | Temperature | degC | 2012-06-28 | present | -4 | 18 | 4 | 50
640 | LEO-E_18_-3_3_5TM | 5TM | 3 | soilTemp | Temperature | degC | 2012-06-28 | present | -3 | 18 | 3 | 35
642 | LEO-E_18_-2_4_5TM | 5TM | 3 | soilTemp | Temperature | degC | 2012-06-28 | 2025-03-03 | -2 | 18 | 4 | 50
644 | LEO-E_18_-1_3_5TM | 5TM | 3 | soilTemp | Temperature | degC | 2012-06-28 | 2021-06-12 | -1 | 18 | 3 | 35
647 | LEO-E_18_-4_5_5TM | 5TM | 3 | soilTemp | Temperature | degC | 2012-06-28 | present | -4 | 18 | 5 | 85
649 | LEO-E_18_-2_5_5TM | 5TM | 3 | soilTemp | Temperature | degC | 2012-06-28 | 2018-10-21 | -2 | 18 | 5 | 85
651 | LEO-E_20_-5_1_5TM | 5TM | 3 | soilTemp | Temperature | degC | 2012-06-28 | 2018-10-20 | -5 | 20 | 1 | 5
653 | LEO-E_20_-4_1_5TM | 5TM | 3 | soilTemp | Temperature | degC | 2012-06-28 | 2023-05-30 | -4 | 20 | 1 | 5
655 | LEO-E_20_-3_1_5TM | 5TM | 3 | soilTemp | Temperature | degC | 2012-06-28 | 2019-06-18 | -3 | 20 | 1 | 5
657 | LEO-E_20_-2_1_5TM | 5TM | 3 | soilTemp | Temperature | degC | 2012-06-28 | 2018-10-30 | -2 | 20 | 1 | 5
659 | LEO-E_20_-1_1_5TM | 5TM | 3 | soilTemp | Temperature | degC | 2012-06-28 | 2020-06-29 | -1 | 20 | 1 | 5
661 | LEO-E_20_-5_2_5TM | 5TM | 3 | soilTemp | Temperature | degC | 2012-06-28 | 2019-04-22 | -5 | 20 | 2 | 20
663 | LEO-E_20_-4_2_5TM | 5TM | 3 | soilTemp | Temperature | degC | 2012-06-28 | 2019-07-08 | -4 | 20 | 2 | 20
665 | LEO-E_20_-3_2_5TM | 5TM | 3 | soilTemp | Temperature | degC | 2012-06-28 | 2018-09-19 | -3 | 20 | 2 | 20
667 | LEO-E_20_-2_2_5TM | 5TM | 3 | soilTemp | Temperature | degC | 2012-06-28 | 2021-04-27 | -2 | 20 | 2 | 20
669 | LEO-E_20_-1_2_5TM | 5TM | 3 | soilTemp | Temperature | degC | 2012-06-28 | 2025-02-24 | -1 | 20 | 2 | 20
671 | LEO-E_20_-5_4_5TM | 5TM | 3 | soilTemp | Temperature | degC | 2012-06-28 | 2022-07-15 | -5 | 20 | 4 | 50
673 | LEO-E_20_-4_3_5TM | 5TM | 3 | soilTemp | Temperature | degC | 2012-06-28 | present | -4 | 20 | 3 | 35
675 | LEO-E_20_-3_4_5TM | 5TM | 3 | soilTemp | Temperature | degC | 2012-06-28 | 2022-08-06 | -3 | 20 | 4 | 50
677 | LEO-E_20_-2_3_5TM | 5TM | 3 | soilTemp | Temperature | degC | 2012-06-28 | present | -2 | 20 | 3 | 35
679 | LEO-E_20_-1_4_5TM | 5TM | 3 | soilTemp | Temperature | degC | 2012-06-28 | 2021-06-22 | -1 | 20 | 4 | 50
681 | LEO-E_18_1_1_5TM | 5TM | 3 | soilTemp | Temperature | degC | 2012-06-28 | 2018-09-19 | 1 | 18 | 1 | 5
684 | LEO-E_18_2_1_5TM | 5TM | 3 | soilTemp | Temperature | degC | 2012-06-28 | 2018-10-05 | 2 | 18 | 1 | 5
686 | LEO-E_18_3_1_5TM | 5TM | 3 | soilTemp | Temperature | degC | 2012-06-28 | present | 3 | 18 | 1 | 5
688 | LEO-E_18_4_1_5TM | 5TM | 3 | soilTemp | Temperature | degC | 2012-06-28 | 2019-09-12 | 4 | 18 | 1 | 5
694 | LEO-E_18_5_1_5TM | 5TM | 3 | soilTemp | Temperature | degC | 2012-06-28 | 2020-04-16 | 5 | 18 | 1 | 5
696 | LEO-E_18_1_2_5TM | 5TM | 3 | soilTemp | Temperature | degC | 2012-06-28 | present | 1 | 18 | 2 | 20
699 | LEO-E_18_2_2_5TM | 5TM | 3 | soilTemp | Temperature | degC | 2012-06-28 | 2018-09-19 | 2 | 18 | 2 | 20
701 | LEO-E_18_3_2_5TM | 5TM | 3 | soilTemp | Temperature | degC | 2012-06-28 | 2018-09-19 | 3 | 18 | 2 | 20
703 | LEO-E_18_4_2_5TM | 5TM | 3 | soilTemp | Temperature | degC | 2012-06-28 | 2025-06-11 | 4 | 18 | 2 | 20
706 | LEO-E_18_5_2_5TM | 5TM | 3 | soilTemp | Temperature | degC | 2012-06-28 | 2025-03-22 | 5 | 18 | 2 | 20
708 | LEO-E_18_1_3_5TM | 5TM | 3 | soilTemp | Temperature | degC | 2012-06-28 | present | 1 | 18 | 3 | 35
711 | LEO-E_18_2_4_5TM | 5TM | 3 | soilTemp | Temperature | degC | 2012-06-28 | present | 2 | 18 | 4 | 50
713 | LEO-E_18_3_3_5TM | 5TM | 3 | soilTemp | Temperature | degC | 2012-06-28 | present | 3 | 18 | 3 | 35
715 | LEO-E_18_4_4_5TM | 5TM | 3 | soilTemp | Temperature | degC | 2012-06-28 | present | 4 | 18 | 4 | 50
718 | LEO-E_18_5_3_5TM | 5TM | 3 | soilTemp | Temperature | degC | 2012-06-28 | 2025-07-18 | 5 | 18 | 3 | 35
720 | LEO-E_18_2_5_5TM | 5TM | 3 | soilTemp | Temperature | degC | 2012-06-28 | 2021-08-06 | 2 | 18 | 5 | 85
722 | LEO-E_18_4_5_5TM | 5TM | 3 | soilTemp | Temperature | degC | 2012-06-28 | 2018-09-19 | 4 | 18 | 5 | 85
724 | LEO-E_20_1_1_5TM | 5TM | 3 | soilTemp | Temperature | degC | 2012-06-28 | 2021-04-12 | 1 | 20 | 1 | 5
726 | LEO-E_20_2_1_5TM | 5TM | 3 | soilTemp | Temperature | degC | 2012-06-28 | 2019-09-25 | 2 | 20 | 1 | 5
728 | LEO-E_20_3_1_5TM | 5TM | 3 | soilTemp | Temperature | degC | 2012-06-28 | present | 3 | 20 | 1 | 5
730 | LEO-E_20_4_1_5TM | 5TM | 3 | soilTemp | Temperature | degC | 2012-06-28 | 2020-04-10 | 4 | 20 | 1 | 5
732 | LEO-E_20_5_1_5TM | 5TM | 3 | soilTemp | Temperature | degC | 2012-06-28 | 2018-09-19 | 5 | 20 | 1 | 5
734 | LEO-E_20_1_2_5TM | 5TM | 3 | soilTemp | Temperature | degC | 2012-06-28 | 2018-09-19 | 1 | 20 | 2 | 20
736 | LEO-E_20_2_2_5TM | 5TM | 3 | soilTemp | Temperature | degC | 2012-06-28 | 2019-06-17 | 2 | 20 | 2 | 20
738 | LEO-E_20_3_2_5TM | 5TM | 3 | soilTemp | Temperature | degC | 2012-06-28 | 2020-11-10 | 3 | 20 | 2 | 20
740 | LEO-E_20_4_2_5TM | 5TM | 3 | soilTemp | Temperature | degC | 2012-06-28 | 2020-09-05 | 4 | 20 | 2 | 20
742 | LEO-E_20_5_2_5TM | 5TM | 3 | soilTemp | Temperature | degC | 2012-06-28 | 2019-05-23 | 5 | 20 | 2 | 20
744 | LEO-E_20_1_4_5TM | 5TM | 3 | soilTemp | Temperature | degC | 2012-06-28 | present | 1 | 20 | 4 | 50
746 | LEO-E_20_2_3_5TM | 5TM | 3 | soilTemp | Temperature | degC | 2012-06-28 | present | 2 | 20 | 3 | 35
748 | LEO-E_20_3_4_5TM | 5TM | 3 | soilTemp | Temperature | degC | 2012-06-28 | present | 3 | 20 | 4 | 50
750 | LEO-E_20_4_3_5TM | 5TM | 3 | soilTemp | Temperature | degC | 2012-06-28 | 2020-11-10 | 4 | 20 | 3 | 35
752 | LEO-E_20_5_4_5TM | 5TM | 3 | soilTemp | Temperature | degC | 2012-06-28 | 2022-01-24 | 5 | 20 | 4 | 50
754 | LEO-E_16_0_1_5TM | 5TM | 3 | soilTemp | Temperature | degC | 2012-06-28 | 2021-01-06 | 0 | 16 | 1 | 5
756 | LEO-E_16_0_2_5TM | 5TM | 3 | soilTemp | Temperature | degC | 2012-06-28 | 2021-12-27 | 0 | 16 | 2 | 20
758 | LEO-E_16_0_3_5TM | 5TM | 3 | soilTemp | Temperature | degC | 2012-06-28 | present | 0 | 16 | 3 | 35
760 | LEO-E_18_0_1_5TM | 5TM | 3 | soilTemp | Temperature | degC | 2012-06-28 | 2025-09-18 | 0 | 18 | 1 | 5
764 | LEO-E_18_0_2_5TM | 5TM | 3 | soilTemp | Temperature | degC | 2012-06-28 | 2019-07-17 | 0 | 18 | 2 | 20
766 | LEO-E_18_0_4_5TM | 5TM | 3 | soilTemp | Temperature | degC | 2012-06-28 | present | 0 | 18 | 4 | 50
768 | LEO-E_18_0_5_5TM | 5TM | 3 | soilTemp | Temperature | degC | 2012-06-28 | 2017-08-01 | 0 | 18 | 5 | 85
770 | LEO-E_20_0_1_5TM | 5TM | 3 | soilTemp | Temperature | degC | 2012-06-28 | 2013-06-11 | 0 | 20 | 1 | 5
772 | LEO-E_20_0_2_5TM | 5TM | 3 | soilTemp | Temperature | degC | 2012-06-28 | present | 0 | 20 | 2 | 20
774 | LEO-E_20_0_3_5TM | 5TM | 3 | soilTemp | Temperature | degC | 2012-06-28 | 2017-08-01 | 0 | 20 | 3 | 35
776 | LEO-E_22_0_1_5TM | 5TM | 3 | soilTemp | Temperature | degC | 2012-06-28 | present | 0 | 22 | 1 | 5
778 | LEO-E_22_0_2_5TM | 5TM | 3 | soilTemp | Temperature | degC | 2012-06-28 | 2020-03-03 | 0 | 22 | 2 | 20
780 | LEO-E_22_0_4_5TM | 5TM | 3 | soilTemp | Temperature | degC | 2012-06-28 | 2013-07-14 | 0 | 22 | 4 | 50
782 | LEO-E_22_0_5_5TM | 5TM | 3 | soilTemp | Temperature | degC | 2012-06-28 | present | 0 | 22 | 5 | 85
784 | LEO-E_24_0_1_5TM | 5TM | 3 | soilTemp | Temperature | degC | 2012-06-28 | 2019-01-13 | 0 | 24 | 1 | 5
789 | LEO-E_24_0_2_5TM | 5TM | 3 | soilTemp | Temperature | degC | 2012-06-28 | 2018-09-16 | 0 | 24 | 2 | 20
791 | LEO-E_24_0_3_5TM | 5TM | 3 | soilTemp | Temperature | degC | 2012-06-28 | 2022-07-22 | 0 | 24 | 3 | 35
793 | LEO-E_26_0_1_5TM | 5TM | 3 | soilTemp | Temperature | degC | 2012-06-28 | 2019-02-25 | 0 | 26 | 1 | 5
795 | LEO-E_26_0_2_5TM | 5TM | 3 | soilTemp | Temperature | degC | 2012-06-28 | 2019-12-04 | 0 | 26 | 2 | 20
797 | LEO-E_26_0_4_5TM | 5TM | 3 | soilTemp | Temperature | degC | 2012-06-28 | 2024-10-18 | 0 | 26 | 4 | 50
799 | LEO-E_26_0_5_5TM | 5TM | 3 | soilTemp | Temperature | degC | 2012-06-28 | 2023-02-10 | 0 | 26 | 5 | 85
801 | LEO-E_28_0_1_5TM | 5TM | 3 | soilTemp | Temperature | degC | 2012-06-28 | 2019-10-15 | 0 | 28 | 1 | 5
803 | LEO-E_28_0_2_5TM | 5TM | 3 | soilTemp | Temperature | degC | 2012-06-28 | 2020-02-15 | 0 | 28 | 2 | 20
805 | LEO-E_28_0_3_5TM | 5TM | 3 | soilTemp | Temperature | degC | 2012-06-28 | present | 0 | 28 | 3 | 35
807 | LEO-E_22_-5_1_5TM | 5TM | 3 | soilTemp | Temperature | degC | 2012-06-28 | 2022-11-26 | -5 | 22 | 1 | 5
809 | LEO-E_22_-4_1_5TM | 5TM | 3 | soilTemp | Temperature | degC | 2012-06-28 | 2024-08-21 | -4 | 22 | 1 | 5
811 | LEO-E_22_-3_1_5TM | 5TM | 3 | soilTemp | Temperature | degC | 2012-06-28 | 2023-05-30 | -3 | 22 | 1 | 5
813 | LEO-E_22_-2_1_5TM | 5TM | 3 | soilTemp | Temperature | degC | 2012-06-28 | 2020-09-03 | -2 | 22 | 1 | 5
815 | LEO-E_22_-1_1_5TM | 5TM | 3 | soilTemp | Temperature | degC | 2012-06-28 | 2019-09-30 | -1 | 22 | 1 | 5
817 | LEO-E_22_-5_2_5TM | 5TM | 3 | soilTemp | Temperature | degC | 2012-06-28 | 2021-07-07 | -5 | 22 | 2 | 20
819 | LEO-E_22_-4_2_5TM | 5TM | 3 | soilTemp | Temperature | degC | 2012-06-28 | 2024-07-31 | -4 | 22 | 2 | 20
821 | LEO-E_22_-3_2_5TM | 5TM | 3 | soilTemp | Temperature | degC | 2012-06-28 | 2021-05-23 | -3 | 22 | 2 | 20
823 | LEO-E_22_-2_2_5TM | 5TM | 3 | soilTemp | Temperature | degC | 2012-06-28 | 2018-08-15 | -2 | 22 | 2 | 20
825 | LEO-E_22_-1_2_5TM | 5TM | 3 | soilTemp | Temperature | degC | 2012-06-28 | 2021-06-27 | -1 | 22 | 2 | 20
827 | LEO-E_22_-5_3_5TM | 5TM | 3 | soilTemp | Temperature | degC | 2012-06-28 | 2021-06-20 | -5 | 22 | 3 | 35
829 | LEO-E_22_-4_4_5TM | 5TM | 3 | soilTemp | Temperature | degC | 2012-06-28 | 2025-06-10 | -4 | 22 | 4 | 50
831 | LEO-E_22_-3_3_5TM | 5TM | 3 | soilTemp | Temperature | degC | 2012-06-28 | present | -3 | 22 | 3 | 35
833 | LEO-E_22_-2_4_5TM | 5TM | 3 | soilTemp | Temperature | degC | 2012-06-28 | present | -2 | 22 | 4 | 50
835 | LEO-E_22_-1_3_5TM | 5TM | 3 | soilTemp | Temperature | degC | 2012-06-28 | 2018-03-06 | -1 | 22 | 3 | 35
837 | LEO-E_22_-4_5_5TM | 5TM | 3 | soilTemp | Temperature | degC | 2012-06-28 | 2021-06-19 | -4 | 22 | 5 | 85
839 | LEO-E_22_-2_5_5TM | 5TM | 3 | soilTemp | Temperature | degC | 2012-06-28 | present | -2 | 22 | 5 | 85
841 | LEO-E_24_-5_1_5TM | 5TM | 3 | soilTemp | Temperature | degC | 2012-06-28 | 2018-08-15 | -5 | 24 | 1 | 5
843 | LEO-E_24_-4_1_5TM | 5TM | 3 | soilTemp | Temperature | degC | 2012-06-28 | 2019-01-05 | -4 | 24 | 1 | 5
849 | LEO-E_24_-3_1_5TM | 5TM | 3 | soilTemp | Temperature | degC | 2012-06-28 | 2019-10-14 | -3 | 24 | 1 | 5
851 | LEO-E_24_-2_1_5TM | 5TM | 3 | soilTemp | Temperature | degC | 2012-06-28 | 2018-10-06 | -2 | 24 | 1 | 5
853 | LEO-E_24_-1_1_5TM | 5TM | 3 | soilTemp | Temperature | degC | 2012-06-28 | 2023-12-17 | -1 | 24 | 1 | 5
856 | LEO-E_24_-5_2_5TM | 5TM | 3 | soilTemp | Temperature | degC | 2012-06-28 | 2023-05-30 | -5 | 24 | 2 | 20
858 | LEO-E_24_-4_2_5TM | 5TM | 3 | soilTemp | Temperature | degC | 2012-06-28 | 2019-04-07 | -4 | 24 | 2 | 20
861 | LEO-E_24_-3_2_5TM | 5TM | 3 | soilTemp | Temperature | degC | 2012-06-28 | 2021-06-27 | -3 | 24 | 2 | 20
863 | LEO-E_24_-2_2_5TM | 5TM | 3 | soilTemp | Temperature | degC | 2012-06-28 | 2021-02-28 | -2 | 24 | 2 | 20
865 | LEO-E_24_-1_2_5TM | 5TM | 3 | soilTemp | Temperature | degC | 2012-06-28 | 2021-12-24 | -1 | 24 | 2 | 20
868 | LEO-E_24_-5_4_5TM | 5TM | 3 | soilTemp | Temperature | degC | 2012-06-28 | present | -5 | 24 | 4 | 50
870 | LEO-E_24_-4_3_5TM | 5TM | 3 | soilTemp | Temperature | degC | 2012-06-28 | present | -4 | 24 | 3 | 35
873 | LEO-E_24_-3_4_5TM | 5TM | 3 | soilTemp | Temperature | degC | 2012-06-28 | 2018-08-15 | -3 | 24 | 4 | 50
875 | LEO-E_24_-2_3_5TM | 5TM | 3 | soilTemp | Temperature | degC | 2012-06-28 | present | -2 | 24 | 3 | 35
877 | LEO-E_24_-1_4_5TM | 5TM | 3 | soilTemp | Temperature | degC | 2012-06-28 | present | -1 | 24 | 4 | 50
880 | LEO-E_22_1_1_5TM | 5TM | 3 | soilTemp | Temperature | degC | 2012-06-28 | 2021-02-11 | 1 | 22 | 1 | 5
882 | LEO-E_22_2_1_5TM | 5TM | 3 | soilTemp | Temperature | degC | 2012-06-28 | 2021-04-27 | 2 | 22 | 1 | 5
884 | LEO-E_22_3_1_5TM | 5TM | 3 | soilTemp | Temperature | degC | 2012-06-28 | 2020-08-07 | 3 | 22 | 1 | 5
886 | LEO-E_22_4_1_5TM | 5TM | 3 | soilTemp | Temperature | degC | 2012-06-28 | 2018-08-15 | 4 | 22 | 1 | 5
888 | LEO-E_22_5_1_5TM | 5TM | 3 | soilTemp | Temperature | degC | 2012-06-28 | 2025-06-11 | 5 | 22 | 1 | 5
890 | LEO-E_22_1_2_5TM | 5TM | 3 | soilTemp | Temperature | degC | 2012-06-28 | present | 1 | 22 | 2 | 20
892 | LEO-E_22_2_2_5TM | 5TM | 3 | soilTemp | Temperature | degC | 2012-06-28 | present | 2 | 22 | 2 | 20
894 | LEO-E_22_3_2_5TM | 5TM | 3 | soilTemp | Temperature | degC | 2012-06-28 | present | 3 | 22 | 2 | 20
896 | LEO-E_22_4_2_5TM | 5TM | 3 | soilTemp | Temperature | degC | 2012-06-28 | present | 4 | 22 | 2 | 20
898 | LEO-E_22_5_2_5TM | 5TM | 3 | soilTemp | Temperature | degC | 2012-06-28 | 2025-04-23 | 5 | 22 | 2 | 20
900 | LEO-E_22_1_3_5TM | 5TM | 3 | soilTemp | Temperature | degC | 2012-06-28 | 2021-04-30 | 1 | 22 | 3 | 35
902 | LEO-E_22_2_4_5TM | 5TM | 3 | soilTemp | Temperature | degC | 2012-06-28 | 2018-08-15 | 2 | 22 | 4 | 50
904 | LEO-E_22_3_3_5TM | 5TM | 3 | soilTemp | Temperature | degC | 2012-06-28 | 2025-06-04 | 3 | 22 | 3 | 35
906 | LEO-E_22_4_4_5TM | 5TM | 3 | soilTemp | Temperature | degC | 2012-06-28 | present | 4 | 22 | 4 | 50
908 | LEO-E_22_5_3_5TM | 5TM | 3 | soilTemp | Temperature | degC | 2012-06-28 | present | 5 | 22 | 3 | 35
910 | LEO-E_22_2_5_5TM | 5TM | 3 | soilTemp | Temperature | degC | 2012-06-28 | present | 2 | 22 | 5 | 85
912 | LEO-E_22_4_5_5TM | 5TM | 3 | soilTemp | Temperature | degC | 2012-06-28 | present | 4 | 22 | 5 | 85
914 | LEO-E_24_1_1_5TM | 5TM | 3 | soilTemp | Temperature | degC | 2012-06-28 | 2014-04-30 | 1 | 24 | 1 | 5
917 | LEO-E_24_2_1_5TM | 5TM | 3 | soilTemp | Temperature | degC | 2012-06-28 | 2022-12-24 | 2 | 24 | 1 | 5
919 | LEO-E_24_3_1_5TM | 5TM | 3 | soilTemp | Temperature | degC | 2012-06-28 | 2020-06-29 | 3 | 24 | 1 | 5
921 | LEO-E_24_4_1_5TM | 5TM | 3 | soilTemp | Temperature | degC | 2012-06-28 | 2020-09-06 | 4 | 24 | 1 | 5
927 | LEO-E_24_5_1_5TM | 5TM | 3 | soilTemp | Temperature | degC | 2012-06-28 | 2019-02-23 | 5 | 24 | 1 | 5
929 | LEO-E_24_1_2_5TM | 5TM | 3 | soilTemp | Temperature | degC | 2012-06-28 | 2023-04-27 | 1 | 24 | 2 | 20
932 | LEO-E_24_2_2_5TM | 5TM | 3 | soilTemp | Temperature | degC | 2012-06-28 | 2019-04-07 | 2 | 24 | 2 | 20
934 | LEO-E_24_3_2_5TM | 5TM | 3 | soilTemp | Temperature | degC | 2012-06-28 | 2024-01-30 | 3 | 24 | 2 | 20
936 | LEO-E_24_4_2_5TM | 5TM | 3 | soilTemp | Temperature | degC | 2012-06-28 | present | 4 | 24 | 2 | 20
939 | LEO-E_24_5_2_5TM | 5TM | 3 | soilTemp | Temperature | degC | 2012-06-28 | 2025-06-04 | 5 | 24 | 2 | 20
941 | LEO-E_24_1_4_5TM | 5TM | 3 | soilTemp | Temperature | degC | 2012-06-28 | present | 1 | 24 | 4 | 50
944 | LEO-E_24_2_3_5TM | 5TM | 3 | soilTemp | Temperature | degC | 2012-06-28 | present | 2 | 24 | 3 | 35
946 | LEO-E_24_3_4_5TM | 5TM | 3 | soilTemp | Temperature | degC | 2012-06-28 | 2021-05-27 | 3 | 24 | 4 | 50
948 | LEO-E_24_4_3_5TM | 5TM | 3 | soilTemp | Temperature | degC | 2012-06-28 | 2018-08-15 | 4 | 24 | 3 | 35
951 | LEO-E_24_5_4_5TM | 5TM | 3 | soilTemp | Temperature | degC | 2012-06-28 | present | 5 | 24 | 4 | 50
953 | LEO-E_26_-5_1_5TM | 5TM | 3 | soilTemp | Temperature | degC | 2012-06-28 | 2018-08-15 | -5 | 26 | 1 | 5
955 | LEO-E_26_-4_1_5TM | 5TM | 3 | soilTemp | Temperature | degC | 2012-06-28 | 2019-08-07 | -4 | 26 | 1 | 5
957 | LEO-E_26_-3_1_5TM | 5TM | 3 | soilTemp | Temperature | degC | 2012-06-28 | 2018-08-15 | -3 | 26 | 1 | 5
959 | LEO-E_26_-2_1_5TM | 5TM | 3 | soilTemp | Temperature | degC | 2012-06-28 | 2019-04-09 | -2 | 26 | 1 | 5
961 | LEO-E_26_-1_1_5TM | 5TM | 3 | soilTemp | Temperature | degC | 2012-06-28 | 2021-03-11 | -1 | 26 | 1 | 5
963 | LEO-E_26_-5_2_5TM | 5TM | 3 | soilTemp | Temperature | degC | 2012-06-28 | 2018-08-15 | -5 | 26 | 2 | 20
965 | LEO-E_26_-4_2_5TM | 5TM | 3 | soilTemp | Temperature | degC | 2012-06-28 | 2018-08-15 | -4 | 26 | 2 | 20
967 | LEO-E_26_-3_2_5TM | 5TM | 3 | soilTemp | Temperature | degC | 2012-06-28 | 2023-07-04 | -3 | 26 | 2 | 20
969 | LEO-E_26_-2_2_5TM | 5TM | 3 | soilTemp | Temperature | degC | 2012-06-28 | 2022-07-23 | -2 | 26 | 2 | 20
971 | LEO-E_26_-1_2_5TM | 5TM | 3 | soilTemp | Temperature | degC | 2012-06-28 | present | -1 | 26 | 2 | 20
973 | LEO-E_26_-5_3_5TM | 5TM | 3 | soilTemp | Temperature | degC | 2012-06-28 | 2017-01-12 | -5 | 26 | 3 | 35
975 | LEO-E_26_-4_4_5TM | 5TM | 3 | soilTemp | Temperature | degC | 2012-06-28 | present | -4 | 26 | 4 | 50
977 | LEO-E_26_-3_3_5TM | 5TM | 3 | soilTemp | Temperature | degC | 2012-06-28 | 2012-12-31 | -3 | 26 | 3 | 35
979 | LEO-E_26_-2_4_5TM | 5TM | 3 | soilTemp | Temperature | degC | 2012-06-28 | 2021-03-11 | -2 | 26 | 4 | 50
981 | LEO-E_26_-1_3_5TM | 5TM | 3 | soilTemp | Temperature | degC | 2012-06-28 | 2018-08-15 | -1 | 26 | 3 | 35
983 | LEO-E_26_-2_5_5TM | 5TM | 3 | soilTemp | Temperature | degC | 2012-10-29 | 2016-01-15 | -2 | 26 | 5 | 85
985 | LEO-E_28_-5_1_5TM | 5TM | 3 | soilTemp | Temperature | degC | 2012-06-28 | 2019-11-01 | -5 | 28 | 1 | 5
987 | LEO-E_28_-4_1_5TM | 5TM | 3 | soilTemp | Temperature | degC | 2012-06-28 | 2018-08-15 | -4 | 28 | 1 | 5
989 | LEO-E_28_-3_1_5TM | 5TM | 3 | soilTemp | Temperature | degC | 2012-06-28 | 2020-12-01 | -3 | 28 | 1 | 5
991 | LEO-E_28_-2_1_5TM | 5TM | 3 | soilTemp | Temperature | degC | 2012-06-28 | 2023-02-10 | -2 | 28 | 1 | 5
993 | LEO-E_28_-1_1_5TM | 5TM | 3 | soilTemp | Temperature | degC | 2012-06-28 | 2022-12-12 | -1 | 28 | 1 | 5
995 | LEO-E_28_-5_2_5TM | 5TM | 3 | soilTemp | Temperature | degC | 2012-06-28 | 2024-10-14 | -5 | 28 | 2 | 20
997 | LEO-E_28_-4_2_5TM | 5TM | 3 | soilTemp | Temperature | degC | 2012-06-28 | 2022-03-29 | -4 | 28 | 2 | 20
999 | LEO-E_28_-3_2_5TM | 5TM | 3 | soilTemp | Temperature | degC | 2012-06-28 | present | -3 | 28 | 2 | 20
1001 | LEO-E_28_-2_2_5TM | 5TM | 3 | soilTemp | Temperature | degC | 2012-06-28 | present | -2 | 28 | 2 | 20
1003 | LEO-E_28_-1_2_5TM | 5TM | 3 | soilTemp | Temperature | degC | 2012-06-28 | 2023-04-27 | -1 | 28 | 2 | 20
1005 | LEO-E_28_-5_4_5TM | 5TM | 3 | soilTemp | Temperature | degC | 2012-06-28 | 2021-10-27 | -5 | 28 | 4 | 50
1007 | LEO-E_28_-4_3_5TM | 5TM | 3 | soilTemp | Temperature | degC | 2012-06-28 | 2021-10-06 | -4 | 28 | 3 | 35
1009 | LEO-E_28_-3_4_5TM | 5TM | 3 | soilTemp | Temperature | degC | 2012-06-28 | 2022-12-12 | -3 | 28 | 4 | 50
1011 | LEO-E_28_-2_3_5TM | 5TM | 3 | soilTemp | Temperature | degC | 2012-06-28 | 2020-04-30 | -2 | 28 | 3 | 35
1013 | LEO-E_28_-1_4_5TM | 5TM | 3 | soilTemp | Temperature | degC | 2012-06-28 | 2020-07-30 | -1 | 28 | 4 | 50
1015 | LEO-E_26_1_1_5TM | 5TM | 3 | soilTemp | Temperature | degC | 2012-06-28 | 2019-03-22 | 1 | 26 | 1 | 5
1017 | LEO-E_26_2_1_5TM | 5TM | 3 | soilTemp | Temperature | degC | 2012-06-28 | 2020-05-10 | 2 | 26 | 1 | 5
1019 | LEO-E_26_3_1_5TM | 5TM | 3 | soilTemp | Temperature | degC | 2012-06-28 | 2018-03-06 | 3 | 26 | 1 | 5
1021 | LEO-E_26_4_1_5TM | 5TM | 3 | soilTemp | Temperature | degC | 2012-06-28 | 2022-05-15 | 4 | 26 | 1 | 5
1023 | LEO-E_26_5_1_5TM | 5TM | 3 | soilTemp | Temperature | degC | 2012-06-28 | 2023-05-04 | 5 | 26 | 1 | 5
1025 | LEO-E_26_1_2_5TM | 5TM | 3 | soilTemp | Temperature | degC | 2012-06-28 | 2016-12-22 | 1 | 26 | 2 | 20
1027 | LEO-E_26_2_2_5TM | 5TM | 3 | soilTemp | Temperature | degC | 2012-06-28 | 2020-11-21 | 2 | 26 | 2 | 20
1029 | LEO-E_26_3_2_5TM | 5TM | 3 | soilTemp | Temperature | degC | 2012-06-28 | 2026-01-04 | 3 | 26 | 2 | 20
1031 | LEO-E_26_4_2_5TM | 5TM | 3 | soilTemp | Temperature | degC | 2012-06-28 | 2017-08-22 | 4 | 26 | 2 | 20
1033 | LEO-E_26_5_2_5TM | 5TM | 3 | soilTemp | Temperature | degC | 2012-06-28 | 2026-01-04 | 5 | 26 | 2 | 20
1035 | LEO-E_26_1_3_5TM | 5TM | 3 | soilTemp | Temperature | degC | 2012-06-28 | 2018-01-02 | 1 | 26 | 3 | 35
1037 | LEO-E_26_2_4_5TM | 5TM | 3 | soilTemp | Temperature | degC | 2012-06-28 | present | 2 | 26 | 4 | 50
1039 | LEO-E_26_3_3_5TM | 5TM | 3 | soilTemp | Temperature | degC | 2012-06-28 | 2026-01-04 | 3 | 26 | 3 | 35
1041 | LEO-E_26_4_4_5TM | 5TM | 3 | soilTemp | Temperature | degC | 2012-06-28 | present | 4 | 26 | 4 | 50
1043 | LEO-E_26_5_3_5TM | 5TM | 3 | soilTemp | Temperature | degC | 2012-06-28 | 2019-09-18 | 5 | 26 | 3 | 35
1045 | LEO-E_26_2_5_5TM | 5TM | 3 | soilTemp | Temperature | degC | 2012-06-28 | 2026-01-04 | 2 | 26 | 5 | 85
1047 | LEO-E_28_1_1_5TM | 5TM | 3 | soilTemp | Temperature | degC | 2012-06-28 | 2018-06-30 | 1 | 28 | 1 | 5
1049 | LEO-E_28_2_1_5TM | 5TM | 3 | soilTemp | Temperature | degC | 2012-06-28 | 2019-06-11 | 2 | 28 | 1 | 5
1051 | LEO-E_28_3_1_5TM | 5TM | 3 | soilTemp | Temperature | degC | 2012-06-28 | 2021-03-16 | 3 | 28 | 1 | 5
1053 | LEO-E_28_4_1_5TM | 5TM | 3 | soilTemp | Temperature | degC | 2012-06-28 | 2018-11-09 | 4 | 28 | 1 | 5
1055 | LEO-E_28_5_1_5TM | 5TM | 3 | soilTemp | Temperature | degC | 2012-06-28 | 2018-07-31 | 5 | 28 | 1 | 5
1057 | LEO-E_28_1_2_5TM | 5TM | 3 | soilTemp | Temperature | degC | 2012-06-28 | 2019-06-09 | 1 | 28 | 2 | 20
1059 | LEO-E_28_2_2_5TM | 5TM | 3 | soilTemp | Temperature | degC | 2012-06-28 | 2020-11-21 | 2 | 28 | 2 | 20
1061 | LEO-E_28_3_2_5TM | 5TM | 3 | soilTemp | Temperature | degC | 2012-06-28 | 2022-03-20 | 3 | 28 | 2 | 20
1063 | LEO-E_28_4_2_5TM | 5TM | 3 | soilTemp | Temperature | degC | 2012-06-28 | 2026-01-04 | 4 | 28 | 2 | 20
1065 | LEO-E_28_5_2_5TM | 5TM | 3 | soilTemp | Temperature | degC | 2012-06-28 | 2013-02-26 | 5 | 28 | 2 | 20
1067 | LEO-E_28_1_4_5TM | 5TM | 3 | soilTemp | Temperature | degC | 2012-06-28 | present | 1 | 28 | 4 | 50
1069 | LEO-E_28_2_3_5TM | 5TM | 3 | soilTemp | Temperature | degC | 2012-06-28 | 2017-08-22 | 2 | 28 | 3 | 35
1071 | LEO-E_28_3_4_5TM | 5TM | 3 | soilTemp | Temperature | degC | 2012-06-28 | 2025-11-10 | 3 | 28 | 4 | 50
1073 | LEO-E_28_4_3_5TM | 5TM | 3 | soilTemp | Temperature | degC | 2012-06-28 | 2013-05-13 | 4 | 28 | 3 | 35
1075 | LEO-E_28_5_4_5TM | 5TM | 3 | soilTemp | Temperature | degC | 2012-06-28 | 2012-07-12 | 5 | 28 | 4 | 50
1 | LEO-E_2_-5_1_5TM | 5TM | 4 | bulkPerm | Permittivity | - | 2012-06-28 | 2019-05-14 | -5 | 2 | 1 | 5
3 | LEO-E_2_-4_1_5TM | 5TM | 4 | bulkPerm | Permittivity | - | 2012-06-28 | 2019-06-25 | -4 | 2 | 1 | 5
5 | LEO-E_2_-3_1_5TM | 5TM | 4 | bulkPerm | Permittivity | - | 2012-06-28 | present | -3 | 2 | 1 | 5
7 | LEO-E_2_-2_1_5TM | 5TM | 4 | bulkPerm | Permittivity | - | 2012-06-28 | 2019-08-26 | -2 | 2 | 1 | 5
9 | LEO-E_2_-1_1_5TM | 5TM | 4 | bulkPerm | Permittivity | - | 2012-06-28 | 2022-07-13 | -1 | 2 | 1 | 5
11 | LEO-E_2_-5_2_5TM | 5TM | 4 | bulkPerm | Permittivity | - | 2012-06-28 | 2022-06-27 | -5 | 2 | 2 | 20
13 | LEO-E_2_-4_2_5TM | 5TM | 4 | bulkPerm | Permittivity | - | 2012-06-28 | 2023-05-07 | -4 | 2 | 2 | 20
15 | LEO-E_2_-3_2_5TM | 5TM | 4 | bulkPerm | Permittivity | - | 2012-06-28 | 2023-05-20 | -3 | 2 | 2 | 20
17 | LEO-E_2_-2_2_5TM | 5TM | 4 | bulkPerm | Permittivity | - | 2012-06-28 | present | -2 | 2 | 2 | 20
19 | LEO-E_2_-1_2_5TM | 5TM | 4 | bulkPerm | Permittivity | - | 2012-06-28 | present | -1 | 2 | 2 | 20
21 | LEO-E_2_-5_3_5TM | 5TM | 4 | bulkPerm | Permittivity | - | 2012-06-28 | 2017-01-28 | -5 | 2 | 3 | 35
23 | LEO-E_2_-4_4_5TM | 5TM | 4 | bulkPerm | Permittivity | - | 2012-06-28 | present | -4 | 2 | 4 | 50
25 | LEO-E_2_-3_3_5TM | 5TM | 4 | bulkPerm | Permittivity | - | 2012-06-28 | present | -3 | 2 | 3 | 35
27 | LEO-E_2_-2_4_5TM | 5TM | 4 | bulkPerm | Permittivity | - | 2012-06-28 | 2018-09-19 | -2 | 2 | 4 | 50
29 | LEO-E_2_-1_3_5TM | 5TM | 4 | bulkPerm | Permittivity | - | 2012-06-28 | present | -1 | 2 | 3 | 35
31 | LEO-E_2_-4_5_5TM | 5TM | 4 | bulkPerm | Permittivity | - | 2012-06-28 | 2016-01-15 | -4 | 2 | 5 | 85
33 | LEO-E_2_-2_5_5TM | 5TM | 4 | bulkPerm | Permittivity | - | 2012-06-28 | present | -2 | 2 | 5 | 85
35 | LEO-E_4_-5_1_5TM | 5TM | 4 | bulkPerm | Permittivity | - | 2012-06-28 | 2018-12-28 | -5 | 4 | 1 | 5
37 | LEO-E_4_-4_1_5TM | 5TM | 4 | bulkPerm | Permittivity | - | 2012-06-28 | 2018-10-29 | -4 | 4 | 1 | 5
40 | LEO-E_4_-3_1_5TM | 5TM | 4 | bulkPerm | Permittivity | - | 2012-06-28 | 2018-09-19 | -3 | 4 | 1 | 5
42 | LEO-E_4_-2_1_5TM | 5TM | 4 | bulkPerm | Permittivity | - | 2012-06-28 | 2023-05-30 | -2 | 4 | 1 | 5
44 | LEO-E_4_-1_1_5TM | 5TM | 4 | bulkPerm | Permittivity | - | 2012-06-28 | 2018-09-19 | -1 | 4 | 1 | 5
47 | LEO-E_4_-5_2_5TM | 5TM | 4 | bulkPerm | Permittivity | - | 2012-06-28 | 2022-08-17 | -5 | 4 | 2 | 20
49 | LEO-E_4_-4_2_5TM | 5TM | 4 | bulkPerm | Permittivity | - | 2012-06-28 | 2021-09-20 | -4 | 4 | 2 | 20
52 | LEO-E_4_-3_2_5TM | 5TM | 4 | bulkPerm | Permittivity | - | 2012-06-28 | present | -3 | 4 | 2 | 20
54 | LEO-E_4_-2_2_5TM | 5TM | 4 | bulkPerm | Permittivity | - | 2012-06-28 | present | -2 | 4 | 2 | 20
56 | LEO-E_4_-1_2_5TM | 5TM | 4 | bulkPerm | Permittivity | - | 2012-06-28 | 2020-07-06 | -1 | 4 | 2 | 20
59 | LEO-E_4_-5_4_5TM | 5TM | 4 | bulkPerm | Permittivity | - | 2012-06-28 | present | -5 | 4 | 4 | 50
61 | LEO-E_4_-4_3_5TM | 5TM | 4 | bulkPerm | Permittivity | - | 2012-06-28 | present | -4 | 4 | 3 | 35
64 | LEO-E_4_-3_4_5TM | 5TM | 4 | bulkPerm | Permittivity | - | 2012-06-28 | present | -3 | 4 | 4 | 50
66 | LEO-E_4_-2_3_5TM | 5TM | 4 | bulkPerm | Permittivity | - | 2012-06-28 | present | -2 | 4 | 3 | 35
68 | LEO-E_4_-1_4_5TM | 5TM | 4 | bulkPerm | Permittivity | - | 2012-06-28 | 2018-10-20 | -1 | 4 | 4 | 50
71 | LEO-E_2_1_1_5TM | 5TM | 4 | bulkPerm | Permittivity | - | 2012-06-28 | 2025-04-09 | 1 | 2 | 1 | 5
73 | LEO-E_2_2_1_5TM | 5TM | 4 | bulkPerm | Permittivity | - | 2012-06-28 | 2025-06-04 | 2 | 2 | 1 | 5
75 | LEO-E_2_3_1_5TM | 5TM | 4 | bulkPerm | Permittivity | - | 2012-06-28 | 2019-01-26 | 3 | 2 | 1 | 5
77 | LEO-E_2_4_1_5TM | 5TM | 4 | bulkPerm | Permittivity | - | 2012-06-28 | 2018-09-19 | 4 | 2 | 1 | 5
79 | LEO-E_2_5_1_5TM | 5TM | 4 | bulkPerm | Permittivity | - | 2012-06-28 | present | 5 | 2 | 1 | 5
81 | LEO-E_2_1_2_5TM | 5TM | 4 | bulkPerm | Permittivity | - | 2012-06-28 | present | 1 | 2 | 2 | 20
83 | LEO-E_2_2_2_5TM | 5TM | 4 | bulkPerm | Permittivity | - | 2012-06-28 | 2023-04-06 | 2 | 2 | 2 | 20
85 | LEO-E_2_3_2_5TM | 5TM | 4 | bulkPerm | Permittivity | - | 2012-06-28 | 2025-05-02 | 3 | 2 | 2 | 20
87 | LEO-E_2_4_2_5TM | 5TM | 4 | bulkPerm | Permittivity | - | 2012-06-28 | 2020-05-07 | 4 | 2 | 2 | 20
89 | LEO-E_2_5_2_5TM | 5TM | 4 | bulkPerm | Permittivity | - | 2012-06-28 | 2022-02-18 | 5 | 2 | 2 | 20
91 | LEO-E_2_1_3_5TM | 5TM | 4 | bulkPerm | Permittivity | - | 2012-06-28 | present | 1 | 2 | 3 | 35
93 | LEO-E_2_2_4_5TM | 5TM | 4 | bulkPerm | Permittivity | - | 2012-06-28 | present | 2 | 2 | 4 | 50
95 | LEO-E_2_3_3_5TM | 5TM | 4 | bulkPerm | Permittivity | - | 2012-06-28 | 2025-02-26 | 3 | 2 | 3 | 35
97 | LEO-E_2_4_4_5TM | 5TM | 4 | bulkPerm | Permittivity | - | 2012-06-28 | 2018-09-19 | 4 | 2 | 4 | 50
99 | LEO-E_2_5_3_5TM | 5TM | 4 | bulkPerm | Permittivity | - | 2012-06-28 | 2023-02-23 | 5 | 2 | 3 | 35
101 | LEO-E_2_2_5_5TM | 5TM | 4 | bulkPerm | Permittivity | - | 2012-06-28 | present | 2 | 2 | 5 | 85
103 | LEO-E_2_4_5_5TM | 5TM | 4 | bulkPerm | Permittivity | - | 2012-06-28 | 2018-09-19 | 4 | 2 | 5 | 85
105 | LEO-E_4_1_1_5TM | 5TM | 4 | bulkPerm | Permittivity | - | 2012-06-28 | 2019-11-16 | 1 | 4 | 1 | 5
108 | LEO-E_4_2_1_5TM | 5TM | 4 | bulkPerm | Permittivity | - | 2012-06-28 | 2022-02-25 | 2 | 4 | 1 | 5
110 | LEO-E_4_3_1_5TM | 5TM | 4 | bulkPerm | Permittivity | - | 2012-06-28 | 2020-07-18 | 3 | 4 | 1 | 5
112 | LEO-E_4_4_1_5TM | 5TM | 4 | bulkPerm | Permittivity | - | 2012-06-28 | 2023-02-11 | 4 | 4 | 1 | 5
115 | LEO-E_4_5_1_5TM | 5TM | 4 | bulkPerm | Permittivity | - | 2012-06-28 | 2019-09-19 | 5 | 4 | 1 | 5
117 | LEO-E_4_1_2_5TM | 5TM | 4 | bulkPerm | Permittivity | - | 2012-06-28 | 2025-06-04 | 1 | 4 | 2 | 20
120 | LEO-E_4_2_2_5TM | 5TM | 4 | bulkPerm | Permittivity | - | 2012-06-28 | present | 2 | 4 | 2 | 20
122 | LEO-E_4_3_2_5TM | 5TM | 4 | bulkPerm | Permittivity | - | 2012-06-28 | 2025-02-22 | 3 | 4 | 2 | 20
124 | LEO-E_4_4_2_5TM | 5TM | 4 | bulkPerm | Permittivity | - | 2012-06-28 | 2020-06-20 | 4 | 4 | 2 | 20
127 | LEO-E_4_5_2_5TM | 5TM | 4 | bulkPerm | Permittivity | - | 2012-06-28 | 2023-02-24 | 5 | 4 | 2 | 20
129 | LEO-E_4_1_4_5TM | 5TM | 4 | bulkPerm | Permittivity | - | 2012-06-28 | 2016-09-01 | 1 | 4 | 4 | 50
132 | LEO-E_4_2_3_5TM | 5TM | 4 | bulkPerm | Permittivity | - | 2012-06-28 | 2025-04-28 | 2 | 4 | 3 | 35
134 | LEO-E_4_3_4_5TM | 5TM | 4 | bulkPerm | Permittivity | - | 2012-06-28 | 2018-09-19 | 3 | 4 | 4 | 50
136 | LEO-E_4_4_3_5TM | 5TM | 4 | bulkPerm | Permittivity | - | 2012-06-28 | present | 4 | 4 | 3 | 35
139 | LEO-E_4_5_4_5TM | 5TM | 4 | bulkPerm | Permittivity | - | 2012-06-28 | present | 5 | 4 | 4 | 50
141 | LEO-E_6_-5_1_5TM | 5TM | 4 | bulkPerm | Permittivity | - | 2012-06-28 | 2022-05-23 | -5 | 6 | 1 | 5
143 | LEO-E_6_-4_1_5TM | 5TM | 4 | bulkPerm | Permittivity | - | 2012-06-28 | 2020-01-30 | -4 | 6 | 1 | 5
148 | LEO-E_6_-3_1_5TM | 5TM | 4 | bulkPerm | Permittivity | - | 2012-06-28 | 2024-07-04 | -3 | 6 | 1 | 5
150 | LEO-E_6_-2_1_5TM | 5TM | 4 | bulkPerm | Permittivity | - | 2012-06-28 | 2018-11-27 | -2 | 6 | 1 | 5
152 | LEO-E_6_-1_1_5TM | 5TM | 4 | bulkPerm | Permittivity | - | 2012-06-28 | 2026-01-02 | -1 | 6 | 1 | 5
154 | LEO-E_6_-5_2_5TM | 5TM | 4 | bulkPerm | Permittivity | - | 2012-06-28 | 2012-11-01 | -5 | 6 | 2 | 20
156 | LEO-E_6_-4_2_5TM | 5TM | 4 | bulkPerm | Permittivity | - | 2012-06-28 | 2024-08-21 | -4 | 6 | 2 | 20
158 | LEO-E_6_-3_2_5TM | 5TM | 4 | bulkPerm | Permittivity | - | 2012-06-28 | 2026-01-02 | -3 | 6 | 2 | 20
160 | LEO-E_6_-2_2_5TM | 5TM | 4 | bulkPerm | Permittivity | - | 2012-06-28 | 2022-10-28 | -2 | 6 | 2 | 20
162 | LEO-E_6_-1_2_5TM | 5TM | 4 | bulkPerm | Permittivity | - | 2012-06-28 | 2024-08-21 | -1 | 6 | 2 | 20
164 | LEO-E_6_-5_3_5TM | 5TM | 4 | bulkPerm | Permittivity | - | 2012-06-28 | 2026-01-02 | -5 | 6 | 3 | 35
166 | LEO-E_6_-4_4_5TM | 5TM | 4 | bulkPerm | Permittivity | - | 2012-06-28 | 2026-01-02 | -4 | 6 | 4 | 50
168 | LEO-E_6_-3_3_5TM | 5TM | 4 | bulkPerm | Permittivity | - | 2012-06-28 | 2026-01-02 | -3 | 6 | 3 | 35
170 | LEO-E_6_-2_4_5TM | 5TM | 4 | bulkPerm | Permittivity | - | 2012-06-28 | 2013-12-28 | -2 | 6 | 4 | 50
172 | LEO-E_6_-1_3_5TM | 5TM | 4 | bulkPerm | Permittivity | - | 2012-06-28 | 2014-07-29 | -1 | 6 | 3 | 35
174 | LEO-E_6_-4_5_5TM | 5TM | 4 | bulkPerm | Permittivity | - | 2012-06-28 | 2024-08-24 | -4 | 6 | 5 | 85
176 | LEO-E_6_-2_5_5TM | 5TM | 4 | bulkPerm | Permittivity | - | 2012-06-28 | 2024-07-04 | -2 | 6 | 5 | 85
178 | LEO-E_8_-5_1_5TM | 5TM | 4 | bulkPerm | Permittivity | - | 2012-06-28 | 2019-03-06 | -5 | 8 | 1 | 5
180 | LEO-E_8_-4_1_5TM | 5TM | 4 | bulkPerm | Permittivity | - | 2012-06-28 | 2018-09-19 | -4 | 8 | 1 | 5
182 | LEO-E_8_-3_1_5TM | 5TM | 4 | bulkPerm | Permittivity | - | 2012-06-28 | 2021-05-08 | -3 | 8 | 1 | 5
184 | LEO-E_8_-2_1_5TM | 5TM | 4 | bulkPerm | Permittivity | - | 2012-06-28 | 2020-11-05 | -2 | 8 | 1 | 5
186 | LEO-E_8_-1_1_5TM | 5TM | 4 | bulkPerm | Permittivity | - | 2012-06-28 | 2021-02-11 | -1 | 8 | 1 | 5
188 | LEO-E_8_-5_2_5TM | 5TM | 4 | bulkPerm | Permittivity | - | 2012-06-28 | 2021-07-06 | -5 | 8 | 2 | 20
190 | LEO-E_8_-4_2_5TM | 5TM | 4 | bulkPerm | Permittivity | - | 2012-06-28 | 2013-02-07 | -4 | 8 | 2 | 20
192 | LEO-E_8_-3_2_5TM | 5TM | 4 | bulkPerm | Permittivity | - | 2012-06-28 | 2025-06-04 | -3 | 8 | 2 | 20
194 | LEO-E_8_-2_2_5TM | 5TM | 4 | bulkPerm | Permittivity | - | 2012-06-28 | 2026-01-02 | -2 | 8 | 2 | 20
196 | LEO-E_8_-1_2_5TM | 5TM | 4 | bulkPerm | Permittivity | - | 2012-06-28 | 2016-12-08 | -1 | 8 | 2 | 20
198 | LEO-E_8_-5_4_5TM | 5TM | 4 | bulkPerm | Permittivity | - | 2012-06-28 | 2016-08-03 | -5 | 8 | 4 | 50
200 | LEO-E_8_-4_3_5TM | 5TM | 4 | bulkPerm | Permittivity | - | 2012-06-28 | 2024-01-06 | -4 | 8 | 3 | 35
202 | LEO-E_8_-3_4_5TM | 5TM | 4 | bulkPerm | Permittivity | - | 2012-06-28 | 2026-01-02 | -3 | 8 | 4 | 50
204 | LEO-E_8_-2_3_5TM | 5TM | 4 | bulkPerm | Permittivity | - | 2012-06-28 | 2026-01-02 | -2 | 8 | 3 | 35
206 | LEO-E_8_-1_4_5TM | 5TM | 4 | bulkPerm | Permittivity | - | 2012-06-28 | 2022-12-09 | -1 | 8 | 4 | 50
208 | LEO-E_6_1_1_5TM | 5TM | 4 | bulkPerm | Permittivity | - | 2012-06-28 | 2022-11-26 | 1 | 6 | 1 | 5
210 | LEO-E_6_2_1_5TM | 5TM | 4 | bulkPerm | Permittivity | - | 2012-06-28 | 2018-09-19 | 2 | 6 | 1 | 5
212 | LEO-E_6_3_1_5TM | 5TM | 4 | bulkPerm | Permittivity | - | 2012-06-28 | 2022-06-02 | 3 | 6 | 1 | 5
214 | LEO-E_6_4_1_5TM | 5TM | 4 | bulkPerm | Permittivity | - | 2012-06-28 | 2019-07-11 | 4 | 6 | 1 | 5
219 | LEO-E_6_5_1_5TM | 5TM | 4 | bulkPerm | Permittivity | - | 2012-06-28 | 2021-03-17 | 5 | 6 | 1 | 5
221 | LEO-E_6_1_2_5TM | 5TM | 4 | bulkPerm | Permittivity | - | 2012-06-28 | 2022-12-21 | 1 | 6 | 2 | 20
223 | LEO-E_6_2_2_5TM | 5TM | 4 | bulkPerm | Permittivity | - | 2012-06-28 | 2025-09-14 | 2 | 6 | 2 | 20
225 | LEO-E_6_3_2_5TM | 5TM | 4 | bulkPerm | Permittivity | - | 2012-06-28 | 2021-03-14 | 3 | 6 | 2 | 20
227 | LEO-E_6_4_2_5TM | 5TM | 4 | bulkPerm | Permittivity | - | 2012-06-28 | 2020-07-01 | 4 | 6 | 2 | 20
229 | LEO-E_6_5_2_5TM | 5TM | 4 | bulkPerm | Permittivity | - | 2012-06-28 | 2020-06-26 | 5 | 6 | 2 | 20
231 | LEO-E_6_1_3_5TM | 5TM | 4 | bulkPerm | Permittivity | - | 2012-06-28 | 2019-01-26 | 1 | 6 | 3 | 35
233 | LEO-E_6_2_4_5TM | 5TM | 4 | bulkPerm | Permittivity | - | 2012-06-28 | 2024-08-21 | 2 | 6 | 4 | 50
235 | LEO-E_6_3_3_5TM | 5TM | 4 | bulkPerm | Permittivity | - | 2012-06-28 | 2024-03-01 | 3 | 6 | 3 | 35
237 | LEO-E_6_4_4_5TM | 5TM | 4 | bulkPerm | Permittivity | - | 2012-06-28 | 2018-09-19 | 4 | 6 | 4 | 50
239 | LEO-E_6_5_3_5TM | 5TM | 4 | bulkPerm | Permittivity | - | 2012-06-28 | present | 5 | 6 | 3 | 35
241 | LEO-E_6_2_5_5TM | 5TM | 4 | bulkPerm | Permittivity | - | 2012-06-28 | 2018-09-19 | 2 | 6 | 5 | 85
243 | LEO-E_6_4_5_5TM | 5TM | 4 | bulkPerm | Permittivity | - | 2012-06-28 | 2018-09-19 | 4 | 6 | 5 | 85
245 | LEO-E_8_1_1_5TM | 5TM | 4 | bulkPerm | Permittivity | - | 2012-06-28 | 2023-05-13 | 1 | 8 | 1 | 5
247 | LEO-E_8_2_1_5TM | 5TM | 4 | bulkPerm | Permittivity | - | 2012-06-28 | 2023-01-13 | 2 | 8 | 1 | 5
249 | LEO-E_8_3_1_5TM | 5TM | 4 | bulkPerm | Permittivity | - | 2012-06-28 | present | 3 | 8 | 1 | 5
251 | LEO-E_8_4_1_5TM | 5TM | 4 | bulkPerm | Permittivity | - | 2012-06-28 | 2023-01-13 | 4 | 8 | 1 | 5
253 | LEO-E_8_5_1_5TM | 5TM | 4 | bulkPerm | Permittivity | - | 2012-06-28 | 2020-11-24 | 5 | 8 | 1 | 5
255 | LEO-E_8_1_2_5TM | 5TM | 4 | bulkPerm | Permittivity | - | 2012-06-28 | present | 1 | 8 | 2 | 20
257 | LEO-E_8_2_2_5TM | 5TM | 4 | bulkPerm | Permittivity | - | 2012-06-28 | present | 2 | 8 | 2 | 20
259 | LEO-E_8_3_2_5TM | 5TM | 4 | bulkPerm | Permittivity | - | 2012-06-28 | 2024-01-30 | 3 | 8 | 2 | 20
261 | LEO-E_8_4_2_5TM | 5TM | 4 | bulkPerm | Permittivity | - | 2012-06-28 | 2023-01-13 | 4 | 8 | 2 | 20
263 | LEO-E_8_5_2_5TM | 5TM | 4 | bulkPerm | Permittivity | - | 2012-06-28 | present | 5 | 8 | 2 | 20
265 | LEO-E_8_1_4_5TM | 5TM | 4 | bulkPerm | Permittivity | - | 2012-06-28 | 2023-06-11 | 1 | 8 | 4 | 50
267 | LEO-E_8_2_3_5TM | 5TM | 4 | bulkPerm | Permittivity | - | 2012-06-28 | present | 2 | 8 | 3 | 35
269 | LEO-E_8_3_4_5TM | 5TM | 4 | bulkPerm | Permittivity | - | 2012-06-28 | 2024-08-21 | 3 | 8 | 4 | 50
271 | LEO-E_8_4_3_5TM | 5TM | 4 | bulkPerm | Permittivity | - | 2012-06-28 | 2015-02-24 | 4 | 8 | 3 | 35
273 | LEO-E_8_5_4_5TM | 5TM | 4 | bulkPerm | Permittivity | - | 2012-06-28 | 2014-08-04 | 5 | 8 | 4 | 50
275 | LEO-E_2_0_1_5TM | 5TM | 4 | bulkPerm | Permittivity | - | 2012-06-28 | present | 0 | 2 | 1 | 5
277 | LEO-E_2_0_2_5TM | 5TM | 4 | bulkPerm | Permittivity | - | 2012-06-28 | present | 0 | 2 | 2 | 20
279 | LEO-E_2_0_4_5TM | 5TM | 4 | bulkPerm | Permittivity | - | 2012-06-28 | 2018-09-19 | 0 | 2 | 4 | 50
281 | LEO-E_2_0_5_5TM | 5TM | 4 | bulkPerm | Permittivity | - | 2012-06-28 | 2021-07-11 | 0 | 2 | 5 | 85
283 | LEO-E_4_0_1_5TM | 5TM | 4 | bulkPerm | Permittivity | - | 2012-06-28 | 2025-11-28 | 0 | 4 | 1 | 5
285 | LEO-E_4_0_2_5TM | 5TM | 4 | bulkPerm | Permittivity | - | 2012-06-28 | 2025-05-08 | 0 | 4 | 2 | 20
287 | LEO-E_4_0_4_5TM | 5TM | 4 | bulkPerm | Permittivity | - | 2012-06-28 | 2012-06-30 | 0 | 4 | 4 | 50
289 | LEO-E_4_0_5_5TM | 5TM | 4 | bulkPerm | Permittivity | - | 2012-06-28 | 2016-12-07 | 0 | 4 | 5 | 85
291 | LEO-E_6_0_1_5TM | 5TM | 4 | bulkPerm | Permittivity | - | 2012-06-28 | 2025-11-10 | 0 | 6 | 1 | 5
297 | LEO-E_6_0_2_5TM | 5TM | 4 | bulkPerm | Permittivity | - | 2012-06-28 | present | 0 | 6 | 2 | 20
299 | LEO-E_6_0_4_5TM | 5TM | 4 | bulkPerm | Permittivity | - | 2012-06-28 | 2018-09-19 | 0 | 6 | 4 | 50
301 | LEO-E_6_0_5_5TM | 5TM | 4 | bulkPerm | Permittivity | - | 2012-06-28 | 2016-09-19 | 0 | 6 | 5 | 85
303 | LEO-E_8_0_1_5TM | 5TM | 4 | bulkPerm | Permittivity | - | 2012-06-28 | 2020-08-25 | 0 | 8 | 1 | 5
305 | LEO-E_8_0_2_5TM | 5TM | 4 | bulkPerm | Permittivity | - | 2012-06-28 | 2024-06-26 | 0 | 8 | 2 | 20
307 | LEO-E_8_0_3_5TM | 5TM | 4 | bulkPerm | Permittivity | - | 2012-06-28 | present | 0 | 8 | 3 | 35
309 | LEO-E_10_0_1_5TM | 5TM | 4 | bulkPerm | Permittivity | - | 2012-06-28 | 2019-07-13 | 0 | 10 | 1 | 5
311 | LEO-E_10_0_2_5TM | 5TM | 4 | bulkPerm | Permittivity | - | 2012-06-28 | present | 0 | 10 | 2 | 20
313 | LEO-E_10_0_4_5TM | 5TM | 4 | bulkPerm | Permittivity | - | 2012-06-28 | present | 0 | 10 | 4 | 50
315 | LEO-E_10_0_5_5TM | 5TM | 4 | bulkPerm | Permittivity | - | 2012-06-28 | 2021-08-19 | 0 | 10 | 5 | 85
317 | LEO-E_12_0_1_5TM | 5TM | 4 | bulkPerm | Permittivity | - | 2012-06-28 | 2024-06-18 | 0 | 12 | 1 | 5
322 | LEO-E_12_0_2_5TM | 5TM | 4 | bulkPerm | Permittivity | - | 2012-06-28 | 2023-06-15 | 0 | 12 | 2 | 20
324 | LEO-E_12_0_3_5TM | 5TM | 4 | bulkPerm | Permittivity | - | 2012-06-28 | present | 0 | 12 | 3 | 35
326 | LEO-E_14_0_1_5TM | 5TM | 4 | bulkPerm | Permittivity | - | 2012-06-28 | 2025-11-13 | 0 | 14 | 1 | 5
328 | LEO-E_14_0_2_5TM | 5TM | 4 | bulkPerm | Permittivity | - | 2012-06-28 | present | 0 | 14 | 2 | 20
330 | LEO-E_14_0_4_5TM | 5TM | 4 | bulkPerm | Permittivity | - | 2012-06-28 | 2021-08-04 | 0 | 14 | 4 | 50
332 | LEO-E_14_0_5_5TM | 5TM | 4 | bulkPerm | Permittivity | - | 2012-06-28 | 2016-09-21 | 0 | 14 | 5 | 85
334 | LEO-E_10_-5_1_5TM | 5TM | 4 | bulkPerm | Permittivity | - | 2012-06-28 | 2018-09-19 | -5 | 10 | 1 | 5
336 | LEO-E_10_-4_1_5TM | 5TM | 4 | bulkPerm | Permittivity | - | 2012-06-28 | present | -4 | 10 | 1 | 5
339 | LEO-E_10_-3_1_5TM | 5TM | 4 | bulkPerm | Permittivity | - | 2012-06-28 | present | -3 | 10 | 1 | 5
341 | LEO-E_10_-2_1_5TM | 5TM | 4 | bulkPerm | Permittivity | - | 2012-06-28 | 2018-09-19 | -2 | 10 | 1 | 5
343 | LEO-E_10_-1_1_5TM | 5TM | 4 | bulkPerm | Permittivity | - | 2012-06-28 | 2025-03-09 | -1 | 10 | 1 | 5
346 | LEO-E_10_-5_2_5TM | 5TM | 4 | bulkPerm | Permittivity | - | 2012-06-28 | 2019-10-26 | -5 | 10 | 2 | 20
348 | LEO-E_10_-4_2_5TM | 5TM | 4 | bulkPerm | Permittivity | - | 2012-06-28 | 2019-10-04 | -4 | 10 | 2 | 20
351 | LEO-E_10_-3_2_5TM | 5TM | 4 | bulkPerm | Permittivity | - | 2012-06-28 | 2019-05-26 | -3 | 10 | 2 | 20
353 | LEO-E_10_-2_2_5TM | 5TM | 4 | bulkPerm | Permittivity | - | 2012-06-28 | present | -2 | 10 | 2 | 20
355 | LEO-E_10_-1_2_5TM | 5TM | 4 | bulkPerm | Permittivity | - | 2012-06-28 | 2025-04-29 | -1 | 10 | 2 | 20
358 | LEO-E_10_-5_3_5TM | 5TM | 4 | bulkPerm | Permittivity | - | 2012-06-28 | present | -5 | 10 | 3 | 35
360 | LEO-E_10_-4_4_5TM | 5TM | 4 | bulkPerm | Permittivity | - | 2012-06-28 | present | -4 | 10 | 4 | 50
363 | LEO-E_10_-3_3_5TM | 5TM | 4 | bulkPerm | Permittivity | - | 2012-06-28 | present | -3 | 10 | 3 | 35
365 | LEO-E_10_-2_4_5TM | 5TM | 4 | bulkPerm | Permittivity | - | 2012-06-28 | 2025-04-29 | -2 | 10 | 4 | 50
367 | LEO-E_10_-1_3_5TM | 5TM | 4 | bulkPerm | Permittivity | - | 2012-06-28 | 2022-09-23 | -1 | 10 | 3 | 35
370 | LEO-E_10_-4_5_5TM | 5TM | 4 | bulkPerm | Permittivity | - | 2012-06-28 | present | -4 | 10 | 5 | 85
372 | LEO-E_10_-2_5_5TM | 5TM | 4 | bulkPerm | Permittivity | - | 2012-06-28 | 2018-09-19 | -2 | 10 | 5 | 85
374 | LEO-E_12_-5_1_5TM | 5TM | 4 | bulkPerm | Permittivity | - | 2012-06-28 | 2021-08-01 | -5 | 12 | 1 | 5
376 | LEO-E_12_-4_1_5TM | 5TM | 4 | bulkPerm | Permittivity | - | 2012-06-28 | 2019-07-12 | -4 | 12 | 1 | 5
381 | LEO-E_12_-3_1_5TM | 5TM | 4 | bulkPerm | Permittivity | - | 2012-06-28 | 2025-11-06 | -3 | 12 | 1 | 5
383 | LEO-E_12_-2_1_5TM | 5TM | 4 | bulkPerm | Permittivity | - | 2012-06-28 | present | -2 | 12 | 1 | 5
385 | LEO-E_12_-1_1_5TM | 5TM | 4 | bulkPerm | Permittivity | - | 2012-06-28 | 2018-12-20 | -1 | 12 | 1 | 5
387 | LEO-E_12_-5_2_5TM | 5TM | 4 | bulkPerm | Permittivity | - | 2012-06-28 | 2021-07-27 | -5 | 12 | 2 | 20
389 | LEO-E_12_-4_2_5TM | 5TM | 4 | bulkPerm | Permittivity | - | 2012-06-28 | 2021-07-21 | -4 | 12 | 2 | 20
391 | LEO-E_12_-3_2_5TM | 5TM | 4 | bulkPerm | Permittivity | - | 2012-06-28 | 2012-07-08 | -3 | 12 | 2 | 20
393 | LEO-E_12_-2_2_5TM | 5TM | 4 | bulkPerm | Permittivity | - | 2012-06-28 | 2012-08-01 | -2 | 12 | 2 | 20
395 | LEO-E_12_-1_2_5TM | 5TM | 4 | bulkPerm | Permittivity | - | 2012-06-28 | 2025-02-25 | -1 | 12 | 2 | 20
397 | LEO-E_12_-5_4_5TM | 5TM | 4 | bulkPerm | Permittivity | - | 2012-06-28 | 2019-04-05 | -5 | 12 | 4 | 50
399 | LEO-E_12_-4_3_5TM | 5TM | 4 | bulkPerm | Permittivity | - | 2012-06-28 | present | -4 | 12 | 3 | 35
401 | LEO-E_12_-3_4_5TM | 5TM | 4 | bulkPerm | Permittivity | - | 2012-06-28 | 2025-02-27 | -3 | 12 | 4 | 50
403 | LEO-E_12_-2_3_5TM | 5TM | 4 | bulkPerm | Permittivity | - | 2012-06-28 | present | -2 | 12 | 3 | 35
405 | LEO-E_12_-1_4_5TM | 5TM | 4 | bulkPerm | Permittivity | - | 2012-06-28 | present | -1 | 12 | 4 | 50
407 | LEO-E_10_1_1_5TM | 5TM | 4 | bulkPerm | Permittivity | - | 2012-06-28 | 2019-09-21 | 1 | 10 | 1 | 5
410 | LEO-E_10_2_1_5TM | 5TM | 4 | bulkPerm | Permittivity | - | 2012-06-28 | 2019-05-02 | 2 | 10 | 1 | 5
412 | LEO-E_10_3_1_5TM | 5TM | 4 | bulkPerm | Permittivity | - | 2012-06-28 | 2018-11-03 | 3 | 10 | 1 | 5
414 | LEO-E_10_4_1_5TM | 5TM | 4 | bulkPerm | Permittivity | - | 2012-06-28 | 2018-09-19 | 4 | 10 | 1 | 5
417 | LEO-E_10_5_1_5TM | 5TM | 4 | bulkPerm | Permittivity | - | 2012-06-28 | present | 5 | 10 | 1 | 5
419 | LEO-E_10_1_2_5TM | 5TM | 4 | bulkPerm | Permittivity | - | 2012-06-28 | 2018-09-19 | 1 | 10 | 2 | 20
422 | LEO-E_10_2_2_5TM | 5TM | 4 | bulkPerm | Permittivity | - | 2012-06-28 | 2022-11-06 | 2 | 10 | 2 | 20
424 | LEO-E_10_3_2_5TM | 5TM | 4 | bulkPerm | Permittivity | - | 2012-06-28 | present | 3 | 10 | 2 | 20
426 | LEO-E_10_4_2_5TM | 5TM | 4 | bulkPerm | Permittivity | - | 2012-06-28 | 2019-05-10 | 4 | 10 | 2 | 20
429 | LEO-E_10_5_2_5TM | 5TM | 4 | bulkPerm | Permittivity | - | 2012-06-28 | present | 5 | 10 | 2 | 20
431 | LEO-E_10_1_3_5TM | 5TM | 4 | bulkPerm | Permittivity | - | 2012-06-28 | 2022-12-08 | 1 | 10 | 3 | 35
434 | LEO-E_10_2_4_5TM | 5TM | 4 | bulkPerm | Permittivity | - | 2012-06-28 | present | 2 | 10 | 4 | 50
436 | LEO-E_10_3_3_5TM | 5TM | 4 | bulkPerm | Permittivity | - | 2012-06-28 | present | 3 | 10 | 3 | 35
438 | LEO-E_10_4_4_5TM | 5TM | 4 | bulkPerm | Permittivity | - | 2012-06-28 | present | 4 | 10 | 4 | 50
441 | LEO-E_10_5_3_5TM | 5TM | 4 | bulkPerm | Permittivity | - | 2012-06-28 | present | 5 | 10 | 3 | 35
443 | LEO-E_10_2_5_5TM | 5TM | 4 | bulkPerm | Permittivity | - | 2012-06-28 | 2020-09-22 | 2 | 10 | 5 | 85
445 | LEO-E_10_4_5_5TM | 5TM | 4 | bulkPerm | Permittivity | - | 2012-06-28 | present | 4 | 10 | 5 | 85
447 | LEO-E_12_1_1_5TM | 5TM | 4 | bulkPerm | Permittivity | - | 2012-06-28 | 2018-09-19 | 1 | 12 | 1 | 5
449 | LEO-E_12_2_1_5TM | 5TM | 4 | bulkPerm | Permittivity | - | 2012-06-28 | present | 2 | 12 | 1 | 5
451 | LEO-E_12_3_1_5TM | 5TM | 4 | bulkPerm | Permittivity | - | 2012-06-28 | 2023-09-28 | 3 | 12 | 1 | 5
453 | LEO-E_12_4_1_5TM | 5TM | 4 | bulkPerm | Permittivity | - | 2012-06-28 | present | 4 | 12 | 1 | 5
458 | LEO-E_12_5_1_5TM | 5TM | 4 | bulkPerm | Permittivity | - | 2012-06-28 | 2020-02-01 | 5 | 12 | 1 | 5
460 | LEO-E_12_1_2_5TM | 5TM | 4 | bulkPerm | Permittivity | - | 2012-06-28 | 2025-04-15 | 1 | 12 | 2 | 20
462 | LEO-E_12_2_2_5TM | 5TM | 4 | bulkPerm | Permittivity | - | 2012-06-28 | 2020-09-10 | 2 | 12 | 2 | 20
464 | LEO-E_12_3_2_5TM | 5TM | 4 | bulkPerm | Permittivity | - | 2012-06-28 | 2019-04-17 | 3 | 12 | 2 | 20
466 | LEO-E_12_4_2_5TM | 5TM | 4 | bulkPerm | Permittivity | - | 2012-06-28 | 2019-06-26 | 4 | 12 | 2 | 20
468 | LEO-E_12_5_2_5TM | 5TM | 4 | bulkPerm | Permittivity | - | 2012-06-28 | 2025-07-12 | 5 | 12 | 2 | 20
470 | LEO-E_12_1_4_5TM | 5TM | 4 | bulkPerm | Permittivity | - | 2012-06-28 | 2021-03-11 | 1 | 12 | 4 | 50
472 | LEO-E_12_2_3_5TM | 5TM | 4 | bulkPerm | Permittivity | - | 2012-06-28 | present | 2 | 12 | 3 | 35
474 | LEO-E_12_3_4_5TM | 5TM | 4 | bulkPerm | Permittivity | - | 2012-06-28 | present | 3 | 12 | 4 | 50
476 | LEO-E_12_4_3_5TM | 5TM | 4 | bulkPerm | Permittivity | - | 2012-06-28 | 2022-10-05 | 4 | 12 | 3 | 35
478 | LEO-E_12_5_4_5TM | 5TM | 4 | bulkPerm | Permittivity | - | 2012-06-28 | present | 5 | 12 | 4 | 50
480 | LEO-E_14_-5_1_5TM | 5TM | 4 | bulkPerm | Permittivity | - | 2012-06-28 | 2023-03-01 | -5 | 14 | 1 | 5
482 | LEO-E_14_-4_1_5TM | 5TM | 4 | bulkPerm | Permittivity | - | 2012-06-28 | 2019-06-12 | -4 | 14 | 1 | 5
484 | LEO-E_14_-3_1_5TM | 5TM | 4 | bulkPerm | Permittivity | - | 2012-06-28 | 2022-09-13 | -3 | 14 | 1 | 5
486 | LEO-E_14_-2_1_5TM | 5TM | 4 | bulkPerm | Permittivity | - | 2012-06-28 | 2020-05-15 | -2 | 14 | 1 | 5
488 | LEO-E_14_-1_1_5TM | 5TM | 4 | bulkPerm | Permittivity | - | 2012-06-28 | 2025-06-28 | -1 | 14 | 1 | 5
490 | LEO-E_14_-5_2_5TM | 5TM | 4 | bulkPerm | Permittivity | - | 2012-06-28 | 2018-11-27 | -5 | 14 | 2 | 20
492 | LEO-E_14_-4_2_5TM | 5TM | 4 | bulkPerm | Permittivity | - | 2012-06-28 | 2022-04-07 | -4 | 14 | 2 | 20
494 | LEO-E_14_-3_2_5TM | 5TM | 4 | bulkPerm | Permittivity | - | 2012-06-28 | 2020-08-09 | -3 | 14 | 2 | 20
496 | LEO-E_14_-2_2_5TM | 5TM | 4 | bulkPerm | Permittivity | - | 2012-06-28 | present | -2 | 14 | 2 | 20
498 | LEO-E_14_-1_2_5TM | 5TM | 4 | bulkPerm | Permittivity | - | 2012-06-28 | 2025-06-28 | -1 | 14 | 2 | 20
500 | LEO-E_14_-5_3_5TM | 5TM | 4 | bulkPerm | Permittivity | - | 2012-06-28 | 2021-05-22 | -5 | 14 | 3 | 35
502 | LEO-E_14_-4_4_5TM | 5TM | 4 | bulkPerm | Permittivity | - | 2012-06-28 | present | -4 | 14 | 4 | 50
504 | LEO-E_14_-3_3_5TM | 5TM | 4 | bulkPerm | Permittivity | - | 2012-06-28 | 2023-02-10 | -3 | 14 | 3 | 35
506 | LEO-E_14_-2_4_5TM | 5TM | 4 | bulkPerm | Permittivity | - | 2012-06-28 | 2025-09-23 | -2 | 14 | 4 | 50
508 | LEO-E_14_-1_3_5TM | 5TM | 4 | bulkPerm | Permittivity | - | 2012-06-28 | 2018-09-19 | -1 | 14 | 3 | 35
510 | LEO-E_14_-4_5_5TM | 5TM | 4 | bulkPerm | Permittivity | - | 2012-06-28 | 2025-07-31 | -4 | 14 | 5 | 85
512 | LEO-E_14_-2_5_5TM | 5TM | 4 | bulkPerm | Permittivity | - | 2012-06-28 | present | -2 | 14 | 5 | 85
514 | LEO-E_16_-5_1_5TM | 5TM | 4 | bulkPerm | Permittivity | - | 2012-06-28 | 2025-11-09 | -5 | 16 | 1 | 5
516 | LEO-E_16_-4_1_5TM | 5TM | 4 | bulkPerm | Permittivity | - | 2012-06-28 | 2021-07-23 | -4 | 16 | 1 | 5
518 | LEO-E_16_-3_1_5TM | 5TM | 4 | bulkPerm | Permittivity | - | 2012-06-28 | present | -3 | 16 | 1 | 5
520 | LEO-E_16_-2_1_5TM | 5TM | 4 | bulkPerm | Permittivity | - | 2012-06-28 | 2018-09-19 | -2 | 16 | 1 | 5
522 | LEO-E_16_-1_1_5TM | 5TM | 4 | bulkPerm | Permittivity | - | 2012-06-28 | 2021-05-02 | -1 | 16 | 1 | 5
524 | LEO-E_16_-5_2_5TM | 5TM | 4 | bulkPerm | Permittivity | - | 2012-06-28 | 2020-11-05 | -5 | 16 | 2 | 20
526 | LEO-E_16_-4_2_5TM | 5TM | 4 | bulkPerm | Permittivity | - | 2012-06-28 | present | -4 | 16 | 2 | 20
528 | LEO-E_16_-3_2_5TM | 5TM | 4 | bulkPerm | Permittivity | - | 2012-06-28 | 2019-07-13 | -3 | 16 | 2 | 20
530 | LEO-E_16_-2_2_5TM | 5TM | 4 | bulkPerm | Permittivity | - | 2012-06-28 | 2020-05-10 | -2 | 16 | 2 | 20
532 | LEO-E_16_-1_2_5TM | 5TM | 4 | bulkPerm | Permittivity | - | 2012-06-28 | 2025-07-30 | -1 | 16 | 2 | 20
534 | LEO-E_16_-5_4_5TM | 5TM | 4 | bulkPerm | Permittivity | - | 2012-06-28 | present | -5 | 16 | 4 | 50
536 | LEO-E_16_-4_3_5TM | 5TM | 4 | bulkPerm | Permittivity | - | 2012-06-28 | present | -4 | 16 | 3 | 35
538 | LEO-E_16_-3_4_5TM | 5TM | 4 | bulkPerm | Permittivity | - | 2012-06-28 | present | -3 | 16 | 4 | 50
540 | LEO-E_16_-2_3_5TM | 5TM | 4 | bulkPerm | Permittivity | - | 2012-06-28 | 2025-06-04 | -2 | 16 | 3 | 35
542 | LEO-E_16_-1_4_5TM | 5TM | 4 | bulkPerm | Permittivity | - | 2012-06-28 | present | -1 | 16 | 4 | 50
544 | LEO-E_14_1_1_5TM | 5TM | 4 | bulkPerm | Permittivity | - | 2012-06-28 | 2018-09-19 | 1 | 14 | 1 | 5
546 | LEO-E_14_2_1_5TM | 5TM | 4 | bulkPerm | Permittivity | - | 2012-06-28 | 2022-06-29 | 2 | 14 | 1 | 5
548 | LEO-E_14_3_1_5TM | 5TM | 4 | bulkPerm | Permittivity | - | 2012-06-28 | 2025-05-07 | 3 | 14 | 1 | 5
550 | LEO-E_14_4_1_5TM | 5TM | 4 | bulkPerm | Permittivity | - | 2012-06-28 | 2019-05-04 | 4 | 14 | 1 | 5
552 | LEO-E_14_5_1_5TM | 5TM | 4 | bulkPerm | Permittivity | - | 2012-06-28 | 2019-09-16 | 5 | 14 | 1 | 5
554 | LEO-E_14_1_2_5TM | 5TM | 4 | bulkPerm | Permittivity | - | 2012-06-28 | 2019-09-16 | 1 | 14 | 2 | 20
556 | LEO-E_14_2_2_5TM | 5TM | 4 | bulkPerm | Permittivity | - | 2012-06-28 | 2019-09-16 | 2 | 14 | 2 | 20
558 | LEO-E_14_3_2_5TM | 5TM | 4 | bulkPerm | Permittivity | - | 2012-06-28 | 2023-12-07 | 3 | 14 | 2 | 20
560 | LEO-E_14_4_2_5TM | 5TM | 4 | bulkPerm | Permittivity | - | 2012-06-28 | 2022-05-16 | 4 | 14 | 2 | 20
562 | LEO-E_14_5_2_5TM | 5TM | 4 | bulkPerm | Permittivity | - | 2012-06-28 | 2020-06-11 | 5 | 14 | 2 | 20
564 | LEO-E_14_1_3_5TM | 5TM | 4 | bulkPerm | Permittivity | - | 2012-06-28 | 2018-09-19 | 1 | 14 | 3 | 35
566 | LEO-E_14_2_4_5TM | 5TM | 4 | bulkPerm | Permittivity | - | 2012-06-28 | 2017-03-01 | 2 | 14 | 4 | 50
568 | LEO-E_14_3_3_5TM | 5TM | 4 | bulkPerm | Permittivity | - | 2012-06-28 | present | 3 | 14 | 3 | 35
570 | LEO-E_14_4_4_5TM | 5TM | 4 | bulkPerm | Permittivity | - | 2012-06-28 | 2021-09-17 | 4 | 14 | 4 | 50
572 | LEO-E_14_5_3_5TM | 5TM | 4 | bulkPerm | Permittivity | - | 2012-06-28 | 2019-06-20 | 5 | 14 | 3 | 35
574 | LEO-E_14_2_5_5TM | 5TM | 4 | bulkPerm | Permittivity | - | 2012-06-28 | 2016-07-30 | 2 | 14 | 5 | 85
576 | LEO-E_14_4_5_5TM | 5TM | 4 | bulkPerm | Permittivity | - | 2012-06-28 | present | 4 | 14 | 5 | 85
578 | LEO-E_16_1_1_5TM | 5TM | 4 | bulkPerm | Permittivity | - | 2012-06-28 | 2025-07-23 | 1 | 16 | 1 | 5
580 | LEO-E_16_2_1_5TM | 5TM | 4 | bulkPerm | Permittivity | - | 2012-06-28 | 2018-09-19 | 2 | 16 | 1 | 5
582 | LEO-E_16_3_1_5TM | 5TM | 4 | bulkPerm | Permittivity | - | 2012-06-28 | 2021-05-15 | 3 | 16 | 1 | 5
584 | LEO-E_16_4_1_5TM | 5TM | 4 | bulkPerm | Permittivity | - | 2012-06-28 | 2018-09-19 | 4 | 16 | 1 | 5
586 | LEO-E_16_5_1_5TM | 5TM | 4 | bulkPerm | Permittivity | - | 2012-06-28 | 2019-01-31 | 5 | 16 | 1 | 5
588 | LEO-E_16_1_2_5TM | 5TM | 4 | bulkPerm | Permittivity | - | 2012-06-28 | present | 1 | 16 | 2 | 20
590 | LEO-E_16_2_2_5TM | 5TM | 4 | bulkPerm | Permittivity | - | 2012-06-28 | present | 2 | 16 | 2 | 20
592 | LEO-E_16_3_2_5TM | 5TM | 4 | bulkPerm | Permittivity | - | 2012-06-28 | 2019-01-08 | 3 | 16 | 2 | 20
594 | LEO-E_16_4_2_5TM | 5TM | 4 | bulkPerm | Permittivity | - | 2012-06-28 | 2018-09-19 | 4 | 16 | 2 | 20
596 | LEO-E_16_5_2_5TM | 5TM | 4 | bulkPerm | Permittivity | - | 2012-06-28 | 2025-07-29 | 5 | 16 | 2 | 20
598 | LEO-E_16_1_4_5TM | 5TM | 4 | bulkPerm | Permittivity | - | 2012-06-28 | present | 1 | 16 | 4 | 50
600 | LEO-E_16_2_3_5TM | 5TM | 4 | bulkPerm | Permittivity | - | 2012-06-28 | 2024-07-29 | 2 | 16 | 3 | 35
602 | LEO-E_16_3_4_5TM | 5TM | 4 | bulkPerm | Permittivity | - | 2012-06-28 | 2024-07-28 | 3 | 16 | 4 | 50
604 | LEO-E_16_4_3_5TM | 5TM | 4 | bulkPerm | Permittivity | - | 2012-06-28 | 2021-06-17 | 4 | 16 | 3 | 35
606 | LEO-E_16_5_4_5TM | 5TM | 4 | bulkPerm | Permittivity | - | 2012-06-28 | present | 5 | 16 | 4 | 50
608 | LEO-E_18_-5_1_5TM | 5TM | 4 | bulkPerm | Permittivity | - | 2012-06-28 | 2025-08-18 | -5 | 18 | 1 | 5
610 | LEO-E_18_-4_1_5TM | 5TM | 4 | bulkPerm | Permittivity | - | 2012-06-28 | 2019-08-06 | -4 | 18 | 1 | 5
616 | LEO-E_18_-3_1_5TM | 5TM | 4 | bulkPerm | Permittivity | - | 2012-06-28 | 2019-03-20 | -3 | 18 | 1 | 5
618 | LEO-E_18_-2_1_5TM | 5TM | 4 | bulkPerm | Permittivity | - | 2012-06-28 | 2018-11-27 | -2 | 18 | 1 | 5
620 | LEO-E_18_-1_1_5TM | 5TM | 4 | bulkPerm | Permittivity | - | 2012-06-28 | present | -1 | 18 | 1 | 5
623 | LEO-E_18_-5_2_5TM | 5TM | 4 | bulkPerm | Permittivity | - | 2012-06-28 | 2022-03-29 | -5 | 18 | 2 | 20
625 | LEO-E_18_-4_2_5TM | 5TM | 4 | bulkPerm | Permittivity | - | 2012-06-28 | 2024-09-19 | -4 | 18 | 2 | 20
628 | LEO-E_18_-3_2_5TM | 5TM | 4 | bulkPerm | Permittivity | - | 2012-06-28 | 2018-09-19 | -3 | 18 | 2 | 20
630 | LEO-E_18_-2_2_5TM | 5TM | 4 | bulkPerm | Permittivity | - | 2012-06-28 | 2013-08-19 | -2 | 18 | 2 | 20
632 | LEO-E_18_-1_2_5TM | 5TM | 4 | bulkPerm | Permittivity | - | 2012-06-28 | 2021-02-11 | -1 | 18 | 2 | 20
635 | LEO-E_18_-5_3_5TM | 5TM | 4 | bulkPerm | Permittivity | - | 2012-06-28 | 2018-10-23 | -5 | 18 | 3 | 35
637 | LEO-E_18_-4_4_5TM | 5TM | 4 | bulkPerm | Permittivity | - | 2012-06-28 | present | -4 | 18 | 4 | 50
640 | LEO-E_18_-3_3_5TM | 5TM | 4 | bulkPerm | Permittivity | - | 2012-06-28 | present | -3 | 18 | 3 | 35
642 | LEO-E_18_-2_4_5TM | 5TM | 4 | bulkPerm | Permittivity | - | 2012-06-28 | 2025-03-03 | -2 | 18 | 4 | 50
644 | LEO-E_18_-1_3_5TM | 5TM | 4 | bulkPerm | Permittivity | - | 2012-06-28 | 2021-06-12 | -1 | 18 | 3 | 35
647 | LEO-E_18_-4_5_5TM | 5TM | 4 | bulkPerm | Permittivity | - | 2012-06-28 | present | -4 | 18 | 5 | 85
649 | LEO-E_18_-2_5_5TM | 5TM | 4 | bulkPerm | Permittivity | - | 2012-06-28 | 2018-10-21 | -2 | 18 | 5 | 85
651 | LEO-E_20_-5_1_5TM | 5TM | 4 | bulkPerm | Permittivity | - | 2012-06-28 | 2018-10-20 | -5 | 20 | 1 | 5
653 | LEO-E_20_-4_1_5TM | 5TM | 4 | bulkPerm | Permittivity | - | 2012-06-28 | 2023-05-30 | -4 | 20 | 1 | 5
655 | LEO-E_20_-3_1_5TM | 5TM | 4 | bulkPerm | Permittivity | - | 2012-06-28 | 2019-06-18 | -3 | 20 | 1 | 5
657 | LEO-E_20_-2_1_5TM | 5TM | 4 | bulkPerm | Permittivity | - | 2012-06-28 | 2018-10-30 | -2 | 20 | 1 | 5
659 | LEO-E_20_-1_1_5TM | 5TM | 4 | bulkPerm | Permittivity | - | 2012-06-28 | 2020-06-29 | -1 | 20 | 1 | 5
661 | LEO-E_20_-5_2_5TM | 5TM | 4 | bulkPerm | Permittivity | - | 2012-06-28 | 2019-04-22 | -5 | 20 | 2 | 20
663 | LEO-E_20_-4_2_5TM | 5TM | 4 | bulkPerm | Permittivity | - | 2012-06-28 | 2019-07-08 | -4 | 20 | 2 | 20
665 | LEO-E_20_-3_2_5TM | 5TM | 4 | bulkPerm | Permittivity | - | 2012-06-28 | 2018-09-19 | -3 | 20 | 2 | 20
667 | LEO-E_20_-2_2_5TM | 5TM | 4 | bulkPerm | Permittivity | - | 2012-06-28 | 2021-04-27 | -2 | 20 | 2 | 20
669 | LEO-E_20_-1_2_5TM | 5TM | 4 | bulkPerm | Permittivity | - | 2012-06-28 | 2023-04-05 | -1 | 20 | 2 | 20
671 | LEO-E_20_-5_4_5TM | 5TM | 4 | bulkPerm | Permittivity | - | 2012-06-28 | 2022-07-15 | -5 | 20 | 4 | 50
673 | LEO-E_20_-4_3_5TM | 5TM | 4 | bulkPerm | Permittivity | - | 2012-06-28 | present | -4 | 20 | 3 | 35
675 | LEO-E_20_-3_4_5TM | 5TM | 4 | bulkPerm | Permittivity | - | 2012-06-28 | 2022-07-27 | -3 | 20 | 4 | 50
677 | LEO-E_20_-2_3_5TM | 5TM | 4 | bulkPerm | Permittivity | - | 2012-06-28 | present | -2 | 20 | 3 | 35
679 | LEO-E_20_-1_4_5TM | 5TM | 4 | bulkPerm | Permittivity | - | 2012-06-28 | 2021-06-22 | -1 | 20 | 4 | 50
681 | LEO-E_18_1_1_5TM | 5TM | 4 | bulkPerm | Permittivity | - | 2012-06-28 | 2018-09-19 | 1 | 18 | 1 | 5
684 | LEO-E_18_2_1_5TM | 5TM | 4 | bulkPerm | Permittivity | - | 2012-06-28 | 2018-10-05 | 2 | 18 | 1 | 5
686 | LEO-E_18_3_1_5TM | 5TM | 4 | bulkPerm | Permittivity | - | 2012-06-28 | present | 3 | 18 | 1 | 5
688 | LEO-E_18_4_1_5TM | 5TM | 4 | bulkPerm | Permittivity | - | 2012-06-28 | 2019-09-12 | 4 | 18 | 1 | 5
694 | LEO-E_18_5_1_5TM | 5TM | 4 | bulkPerm | Permittivity | - | 2012-06-28 | 2020-04-16 | 5 | 18 | 1 | 5
696 | LEO-E_18_1_2_5TM | 5TM | 4 | bulkPerm | Permittivity | - | 2012-06-28 | present | 1 | 18 | 2 | 20
699 | LEO-E_18_2_2_5TM | 5TM | 4 | bulkPerm | Permittivity | - | 2012-06-28 | 2018-09-19 | 2 | 18 | 2 | 20
701 | LEO-E_18_3_2_5TM | 5TM | 4 | bulkPerm | Permittivity | - | 2012-06-28 | 2018-09-19 | 3 | 18 | 2 | 20
703 | LEO-E_18_4_2_5TM | 5TM | 4 | bulkPerm | Permittivity | - | 2012-06-28 | 2025-06-11 | 4 | 18 | 2 | 20
706 | LEO-E_18_5_2_5TM | 5TM | 4 | bulkPerm | Permittivity | - | 2012-06-28 | 2025-03-22 | 5 | 18 | 2 | 20
708 | LEO-E_18_1_3_5TM | 5TM | 4 | bulkPerm | Permittivity | - | 2012-06-28 | present | 1 | 18 | 3 | 35
711 | LEO-E_18_2_4_5TM | 5TM | 4 | bulkPerm | Permittivity | - | 2012-06-28 | present | 2 | 18 | 4 | 50
713 | LEO-E_18_3_3_5TM | 5TM | 4 | bulkPerm | Permittivity | - | 2012-06-28 | present | 3 | 18 | 3 | 35
715 | LEO-E_18_4_4_5TM | 5TM | 4 | bulkPerm | Permittivity | - | 2012-06-28 | present | 4 | 18 | 4 | 50
718 | LEO-E_18_5_3_5TM | 5TM | 4 | bulkPerm | Permittivity | - | 2012-06-28 | 2025-07-18 | 5 | 18 | 3 | 35
720 | LEO-E_18_2_5_5TM | 5TM | 4 | bulkPerm | Permittivity | - | 2012-06-28 | 2021-08-03 | 2 | 18 | 5 | 85
722 | LEO-E_18_4_5_5TM | 5TM | 4 | bulkPerm | Permittivity | - | 2012-06-28 | 2018-09-19 | 4 | 18 | 5 | 85
724 | LEO-E_20_1_1_5TM | 5TM | 4 | bulkPerm | Permittivity | - | 2012-06-28 | 2021-04-12 | 1 | 20 | 1 | 5
726 | LEO-E_20_2_1_5TM | 5TM | 4 | bulkPerm | Permittivity | - | 2012-06-28 | 2019-09-25 | 2 | 20 | 1 | 5
728 | LEO-E_20_3_1_5TM | 5TM | 4 | bulkPerm | Permittivity | - | 2012-06-28 | present | 3 | 20 | 1 | 5
730 | LEO-E_20_4_1_5TM | 5TM | 4 | bulkPerm | Permittivity | - | 2012-06-28 | 2020-04-10 | 4 | 20 | 1 | 5
732 | LEO-E_20_5_1_5TM | 5TM | 4 | bulkPerm | Permittivity | - | 2012-06-28 | 2018-09-19 | 5 | 20 | 1 | 5
734 | LEO-E_20_1_2_5TM | 5TM | 4 | bulkPerm | Permittivity | - | 2012-06-28 | 2018-09-19 | 1 | 20 | 2 | 20
736 | LEO-E_20_2_2_5TM | 5TM | 4 | bulkPerm | Permittivity | - | 2012-06-28 | 2019-06-17 | 2 | 20 | 2 | 20
738 | LEO-E_20_3_2_5TM | 5TM | 4 | bulkPerm | Permittivity | - | 2012-06-28 | 2020-11-10 | 3 | 20 | 2 | 20
740 | LEO-E_20_4_2_5TM | 5TM | 4 | bulkPerm | Permittivity | - | 2012-06-28 | 2020-09-05 | 4 | 20 | 2 | 20
742 | LEO-E_20_5_2_5TM | 5TM | 4 | bulkPerm | Permittivity | - | 2012-06-28 | 2019-05-23 | 5 | 20 | 2 | 20
744 | LEO-E_20_1_4_5TM | 5TM | 4 | bulkPerm | Permittivity | - | 2012-06-28 | present | 1 | 20 | 4 | 50
746 | LEO-E_20_2_3_5TM | 5TM | 4 | bulkPerm | Permittivity | - | 2012-06-28 | present | 2 | 20 | 3 | 35
748 | LEO-E_20_3_4_5TM | 5TM | 4 | bulkPerm | Permittivity | - | 2012-06-28 | present | 3 | 20 | 4 | 50
750 | LEO-E_20_4_3_5TM | 5TM | 4 | bulkPerm | Permittivity | - | 2012-06-28 | 2020-11-10 | 4 | 20 | 3 | 35
752 | LEO-E_20_5_4_5TM | 5TM | 4 | bulkPerm | Permittivity | - | 2012-06-28 | 2022-01-24 | 5 | 20 | 4 | 50
754 | LEO-E_16_0_1_5TM | 5TM | 4 | bulkPerm | Permittivity | - | 2012-06-28 | 2021-01-06 | 0 | 16 | 1 | 5
756 | LEO-E_16_0_2_5TM | 5TM | 4 | bulkPerm | Permittivity | - | 2012-06-28 | 2021-12-27 | 0 | 16 | 2 | 20
758 | LEO-E_16_0_3_5TM | 5TM | 4 | bulkPerm | Permittivity | - | 2012-06-28 | present | 0 | 16 | 3 | 35
760 | LEO-E_18_0_1_5TM | 5TM | 4 | bulkPerm | Permittivity | - | 2012-06-28 | 2025-09-18 | 0 | 18 | 1 | 5
764 | LEO-E_18_0_2_5TM | 5TM | 4 | bulkPerm | Permittivity | - | 2012-06-28 | 2019-07-17 | 0 | 18 | 2 | 20
766 | LEO-E_18_0_4_5TM | 5TM | 4 | bulkPerm | Permittivity | - | 2012-06-28 | present | 0 | 18 | 4 | 50
768 | LEO-E_18_0_5_5TM | 5TM | 4 | bulkPerm | Permittivity | - | 2012-06-28 | 2017-08-01 | 0 | 18 | 5 | 85
770 | LEO-E_20_0_1_5TM | 5TM | 4 | bulkPerm | Permittivity | - | 2012-06-28 | 2013-06-11 | 0 | 20 | 1 | 5
772 | LEO-E_20_0_2_5TM | 5TM | 4 | bulkPerm | Permittivity | - | 2012-06-28 | present | 0 | 20 | 2 | 20
774 | LEO-E_20_0_3_5TM | 5TM | 4 | bulkPerm | Permittivity | - | 2012-06-28 | 2017-08-01 | 0 | 20 | 3 | 35
776 | LEO-E_22_0_1_5TM | 5TM | 4 | bulkPerm | Permittivity | - | 2012-06-28 | present | 0 | 22 | 1 | 5
778 | LEO-E_22_0_2_5TM | 5TM | 4 | bulkPerm | Permittivity | - | 2012-06-28 | 2020-03-03 | 0 | 22 | 2 | 20
780 | LEO-E_22_0_4_5TM | 5TM | 4 | bulkPerm | Permittivity | - | 2012-06-28 | 2013-07-14 | 0 | 22 | 4 | 50
782 | LEO-E_22_0_5_5TM | 5TM | 4 | bulkPerm | Permittivity | - | 2012-06-28 | present | 0 | 22 | 5 | 85
784 | LEO-E_24_0_1_5TM | 5TM | 4 | bulkPerm | Permittivity | - | 2012-06-28 | 2019-01-13 | 0 | 24 | 1 | 5
789 | LEO-E_24_0_2_5TM | 5TM | 4 | bulkPerm | Permittivity | - | 2012-06-28 | 2018-09-16 | 0 | 24 | 2 | 20
791 | LEO-E_24_0_3_5TM | 5TM | 4 | bulkPerm | Permittivity | - | 2012-06-28 | 2022-07-22 | 0 | 24 | 3 | 35
793 | LEO-E_26_0_1_5TM | 5TM | 4 | bulkPerm | Permittivity | - | 2012-06-28 | 2019-02-25 | 0 | 26 | 1 | 5
795 | LEO-E_26_0_2_5TM | 5TM | 4 | bulkPerm | Permittivity | - | 2012-06-28 | 2019-12-04 | 0 | 26 | 2 | 20
797 | LEO-E_26_0_4_5TM | 5TM | 4 | bulkPerm | Permittivity | - | 2012-06-28 | 2024-10-18 | 0 | 26 | 4 | 50
799 | LEO-E_26_0_5_5TM | 5TM | 4 | bulkPerm | Permittivity | - | 2012-06-28 | 2023-02-10 | 0 | 26 | 5 | 85
801 | LEO-E_28_0_1_5TM | 5TM | 4 | bulkPerm | Permittivity | - | 2012-06-28 | 2019-10-15 | 0 | 28 | 1 | 5
803 | LEO-E_28_0_2_5TM | 5TM | 4 | bulkPerm | Permittivity | - | 2012-06-28 | 2020-02-15 | 0 | 28 | 2 | 20
805 | LEO-E_28_0_3_5TM | 5TM | 4 | bulkPerm | Permittivity | - | 2012-06-28 | present | 0 | 28 | 3 | 35
807 | LEO-E_22_-5_1_5TM | 5TM | 4 | bulkPerm | Permittivity | - | 2012-06-28 | 2022-11-26 | -5 | 22 | 1 | 5
809 | LEO-E_22_-4_1_5TM | 5TM | 4 | bulkPerm | Permittivity | - | 2012-06-28 | 2024-08-21 | -4 | 22 | 1 | 5
811 | LEO-E_22_-3_1_5TM | 5TM | 4 | bulkPerm | Permittivity | - | 2012-06-28 | 2023-05-30 | -3 | 22 | 1 | 5
813 | LEO-E_22_-2_1_5TM | 5TM | 4 | bulkPerm | Permittivity | - | 2012-06-28 | 2020-09-03 | -2 | 22 | 1 | 5
815 | LEO-E_22_-1_1_5TM | 5TM | 4 | bulkPerm | Permittivity | - | 2012-06-28 | 2019-09-30 | -1 | 22 | 1 | 5
817 | LEO-E_22_-5_2_5TM | 5TM | 4 | bulkPerm | Permittivity | - | 2012-06-28 | 2021-07-07 | -5 | 22 | 2 | 20
819 | LEO-E_22_-4_2_5TM | 5TM | 4 | bulkPerm | Permittivity | - | 2012-06-28 | 2024-07-31 | -4 | 22 | 2 | 20
821 | LEO-E_22_-3_2_5TM | 5TM | 4 | bulkPerm | Permittivity | - | 2012-06-28 | 2021-05-23 | -3 | 22 | 2 | 20
823 | LEO-E_22_-2_2_5TM | 5TM | 4 | bulkPerm | Permittivity | - | 2012-06-28 | 2018-08-15 | -2 | 22 | 2 | 20
825 | LEO-E_22_-1_2_5TM | 5TM | 4 | bulkPerm | Permittivity | - | 2012-06-28 | 2021-06-27 | -1 | 22 | 2 | 20
827 | LEO-E_22_-5_3_5TM | 5TM | 4 | bulkPerm | Permittivity | - | 2012-06-28 | 2021-06-20 | -5 | 22 | 3 | 35
829 | LEO-E_22_-4_4_5TM | 5TM | 4 | bulkPerm | Permittivity | - | 2012-06-28 | 2025-06-10 | -4 | 22 | 4 | 50
831 | LEO-E_22_-3_3_5TM | 5TM | 4 | bulkPerm | Permittivity | - | 2012-06-28 | present | -3 | 22 | 3 | 35
833 | LEO-E_22_-2_4_5TM | 5TM | 4 | bulkPerm | Permittivity | - | 2012-06-28 | present | -2 | 22 | 4 | 50
835 | LEO-E_22_-1_3_5TM | 5TM | 4 | bulkPerm | Permittivity | - | 2012-06-28 | 2018-03-06 | -1 | 22 | 3 | 35
837 | LEO-E_22_-4_5_5TM | 5TM | 4 | bulkPerm | Permittivity | - | 2012-06-28 | 2021-06-19 | -4 | 22 | 5 | 85
839 | LEO-E_22_-2_5_5TM | 5TM | 4 | bulkPerm | Permittivity | - | 2012-06-28 | present | -2 | 22 | 5 | 85
841 | LEO-E_24_-5_1_5TM | 5TM | 4 | bulkPerm | Permittivity | - | 2012-06-28 | 2018-08-15 | -5 | 24 | 1 | 5
843 | LEO-E_24_-4_1_5TM | 5TM | 4 | bulkPerm | Permittivity | - | 2012-06-28 | 2019-01-05 | -4 | 24 | 1 | 5
849 | LEO-E_24_-3_1_5TM | 5TM | 4 | bulkPerm | Permittivity | - | 2012-06-28 | 2019-10-14 | -3 | 24 | 1 | 5
851 | LEO-E_24_-2_1_5TM | 5TM | 4 | bulkPerm | Permittivity | - | 2012-06-28 | 2018-10-06 | -2 | 24 | 1 | 5
853 | LEO-E_24_-1_1_5TM | 5TM | 4 | bulkPerm | Permittivity | - | 2012-06-28 | 2023-12-17 | -1 | 24 | 1 | 5
856 | LEO-E_24_-5_2_5TM | 5TM | 4 | bulkPerm | Permittivity | - | 2012-06-28 | 2023-05-30 | -5 | 24 | 2 | 20
858 | LEO-E_24_-4_2_5TM | 5TM | 4 | bulkPerm | Permittivity | - | 2012-06-28 | 2019-04-07 | -4 | 24 | 2 | 20
861 | LEO-E_24_-3_2_5TM | 5TM | 4 | bulkPerm | Permittivity | - | 2012-06-28 | 2021-06-27 | -3 | 24 | 2 | 20
863 | LEO-E_24_-2_2_5TM | 5TM | 4 | bulkPerm | Permittivity | - | 2012-06-28 | 2021-02-28 | -2 | 24 | 2 | 20
865 | LEO-E_24_-1_2_5TM | 5TM | 4 | bulkPerm | Permittivity | - | 2012-06-28 | 2021-12-24 | -1 | 24 | 2 | 20
868 | LEO-E_24_-5_4_5TM | 5TM | 4 | bulkPerm | Permittivity | - | 2012-06-28 | present | -5 | 24 | 4 | 50
870 | LEO-E_24_-4_3_5TM | 5TM | 4 | bulkPerm | Permittivity | - | 2012-06-28 | present | -4 | 24 | 3 | 35
873 | LEO-E_24_-3_4_5TM | 5TM | 4 | bulkPerm | Permittivity | - | 2012-06-28 | 2018-08-15 | -3 | 24 | 4 | 50
875 | LEO-E_24_-2_3_5TM | 5TM | 4 | bulkPerm | Permittivity | - | 2012-06-28 | present | -2 | 24 | 3 | 35
877 | LEO-E_24_-1_4_5TM | 5TM | 4 | bulkPerm | Permittivity | - | 2012-06-28 | present | -1 | 24 | 4 | 50
880 | LEO-E_22_1_1_5TM | 5TM | 4 | bulkPerm | Permittivity | - | 2012-06-28 | 2021-02-11 | 1 | 22 | 1 | 5
882 | LEO-E_22_2_1_5TM | 5TM | 4 | bulkPerm | Permittivity | - | 2012-06-28 | 2021-04-27 | 2 | 22 | 1 | 5
884 | LEO-E_22_3_1_5TM | 5TM | 4 | bulkPerm | Permittivity | - | 2012-06-28 | 2020-08-07 | 3 | 22 | 1 | 5
886 | LEO-E_22_4_1_5TM | 5TM | 4 | bulkPerm | Permittivity | - | 2012-06-28 | 2018-08-15 | 4 | 22 | 1 | 5
888 | LEO-E_22_5_1_5TM | 5TM | 4 | bulkPerm | Permittivity | - | 2012-06-28 | 2025-06-11 | 5 | 22 | 1 | 5
890 | LEO-E_22_1_2_5TM | 5TM | 4 | bulkPerm | Permittivity | - | 2012-06-28 | present | 1 | 22 | 2 | 20
892 | LEO-E_22_2_2_5TM | 5TM | 4 | bulkPerm | Permittivity | - | 2012-06-28 | present | 2 | 22 | 2 | 20
894 | LEO-E_22_3_2_5TM | 5TM | 4 | bulkPerm | Permittivity | - | 2012-06-28 | present | 3 | 22 | 2 | 20
896 | LEO-E_22_4_2_5TM | 5TM | 4 | bulkPerm | Permittivity | - | 2012-06-28 | present | 4 | 22 | 2 | 20
898 | LEO-E_22_5_2_5TM | 5TM | 4 | bulkPerm | Permittivity | - | 2012-06-28 | 2025-04-23 | 5 | 22 | 2 | 20
900 | LEO-E_22_1_3_5TM | 5TM | 4 | bulkPerm | Permittivity | - | 2012-06-28 | 2021-04-30 | 1 | 22 | 3 | 35
902 | LEO-E_22_2_4_5TM | 5TM | 4 | bulkPerm | Permittivity | - | 2012-06-28 | 2018-08-15 | 2 | 22 | 4 | 50
904 | LEO-E_22_3_3_5TM | 5TM | 4 | bulkPerm | Permittivity | - | 2012-06-28 | 2025-06-04 | 3 | 22 | 3 | 35
906 | LEO-E_22_4_4_5TM | 5TM | 4 | bulkPerm | Permittivity | - | 2012-06-28 | present | 4 | 22 | 4 | 50
908 | LEO-E_22_5_3_5TM | 5TM | 4 | bulkPerm | Permittivity | - | 2012-06-28 | present | 5 | 22 | 3 | 35
910 | LEO-E_22_2_5_5TM | 5TM | 4 | bulkPerm | Permittivity | - | 2012-06-28 | present | 2 | 22 | 5 | 85
912 | LEO-E_22_4_5_5TM | 5TM | 4 | bulkPerm | Permittivity | - | 2012-06-28 | present | 4 | 22 | 5 | 85
914 | LEO-E_24_1_1_5TM | 5TM | 4 | bulkPerm | Permittivity | - | 2012-06-28 | 2014-04-30 | 1 | 24 | 1 | 5
917 | LEO-E_24_2_1_5TM | 5TM | 4 | bulkPerm | Permittivity | - | 2012-06-28 | 2022-12-24 | 2 | 24 | 1 | 5
919 | LEO-E_24_3_1_5TM | 5TM | 4 | bulkPerm | Permittivity | - | 2012-06-28 | 2020-06-29 | 3 | 24 | 1 | 5
921 | LEO-E_24_4_1_5TM | 5TM | 4 | bulkPerm | Permittivity | - | 2012-06-28 | 2020-09-06 | 4 | 24 | 1 | 5
927 | LEO-E_24_5_1_5TM | 5TM | 4 | bulkPerm | Permittivity | - | 2012-06-28 | 2019-02-23 | 5 | 24 | 1 | 5
929 | LEO-E_24_1_2_5TM | 5TM | 4 | bulkPerm | Permittivity | - | 2012-06-28 | 2023-04-27 | 1 | 24 | 2 | 20
932 | LEO-E_24_2_2_5TM | 5TM | 4 | bulkPerm | Permittivity | - | 2012-06-28 | 2019-04-07 | 2 | 24 | 2 | 20
934 | LEO-E_24_3_2_5TM | 5TM | 4 | bulkPerm | Permittivity | - | 2012-06-28 | 2024-01-30 | 3 | 24 | 2 | 20
936 | LEO-E_24_4_2_5TM | 5TM | 4 | bulkPerm | Permittivity | - | 2012-06-28 | present | 4 | 24 | 2 | 20
939 | LEO-E_24_5_2_5TM | 5TM | 4 | bulkPerm | Permittivity | - | 2012-06-28 | 2025-06-04 | 5 | 24 | 2 | 20
941 | LEO-E_24_1_4_5TM | 5TM | 4 | bulkPerm | Permittivity | - | 2012-06-28 | present | 1 | 24 | 4 | 50
944 | LEO-E_24_2_3_5TM | 5TM | 4 | bulkPerm | Permittivity | - | 2012-06-28 | present | 2 | 24 | 3 | 35
946 | LEO-E_24_3_4_5TM | 5TM | 4 | bulkPerm | Permittivity | - | 2012-06-28 | 2021-05-27 | 3 | 24 | 4 | 50
948 | LEO-E_24_4_3_5TM | 5TM | 4 | bulkPerm | Permittivity | - | 2012-06-28 | 2018-08-15 | 4 | 24 | 3 | 35
951 | LEO-E_24_5_4_5TM | 5TM | 4 | bulkPerm | Permittivity | - | 2012-06-28 | present | 5 | 24 | 4 | 50
953 | LEO-E_26_-5_1_5TM | 5TM | 4 | bulkPerm | Permittivity | - | 2012-06-28 | 2018-08-15 | -5 | 26 | 1 | 5
955 | LEO-E_26_-4_1_5TM | 5TM | 4 | bulkPerm | Permittivity | - | 2012-06-28 | 2019-08-07 | -4 | 26 | 1 | 5
957 | LEO-E_26_-3_1_5TM | 5TM | 4 | bulkPerm | Permittivity | - | 2012-06-28 | 2018-08-15 | -3 | 26 | 1 | 5
959 | LEO-E_26_-2_1_5TM | 5TM | 4 | bulkPerm | Permittivity | - | 2012-06-28 | 2019-04-09 | -2 | 26 | 1 | 5
961 | LEO-E_26_-1_1_5TM | 5TM | 4 | bulkPerm | Permittivity | - | 2012-06-28 | 2021-03-11 | -1 | 26 | 1 | 5
963 | LEO-E_26_-5_2_5TM | 5TM | 4 | bulkPerm | Permittivity | - | 2012-06-28 | 2018-08-15 | -5 | 26 | 2 | 20
965 | LEO-E_26_-4_2_5TM | 5TM | 4 | bulkPerm | Permittivity | - | 2012-06-28 | 2018-08-15 | -4 | 26 | 2 | 20
967 | LEO-E_26_-3_2_5TM | 5TM | 4 | bulkPerm | Permittivity | - | 2012-06-28 | 2023-07-04 | -3 | 26 | 2 | 20
969 | LEO-E_26_-2_2_5TM | 5TM | 4 | bulkPerm | Permittivity | - | 2012-06-28 | 2022-07-23 | -2 | 26 | 2 | 20
971 | LEO-E_26_-1_2_5TM | 5TM | 4 | bulkPerm | Permittivity | - | 2012-06-28 | present | -1 | 26 | 2 | 20
973 | LEO-E_26_-5_3_5TM | 5TM | 4 | bulkPerm | Permittivity | - | 2012-06-28 | 2017-01-12 | -5 | 26 | 3 | 35
975 | LEO-E_26_-4_4_5TM | 5TM | 4 | bulkPerm | Permittivity | - | 2012-06-28 | present | -4 | 26 | 4 | 50
977 | LEO-E_26_-3_3_5TM | 5TM | 4 | bulkPerm | Permittivity | - | 2012-06-28 | 2012-12-31 | -3 | 26 | 3 | 35
979 | LEO-E_26_-2_4_5TM | 5TM | 4 | bulkPerm | Permittivity | - | 2012-06-28 | 2021-03-11 | -2 | 26 | 4 | 50
981 | LEO-E_26_-1_3_5TM | 5TM | 4 | bulkPerm | Permittivity | - | 2012-06-28 | 2018-08-15 | -1 | 26 | 3 | 35
983 | LEO-E_26_-2_5_5TM | 5TM | 4 | bulkPerm | Permittivity | - | 2012-10-29 | 2016-01-15 | -2 | 26 | 5 | 85
985 | LEO-E_28_-5_1_5TM | 5TM | 4 | bulkPerm | Permittivity | - | 2012-06-28 | 2019-11-01 | -5 | 28 | 1 | 5
987 | LEO-E_28_-4_1_5TM | 5TM | 4 | bulkPerm | Permittivity | - | 2012-06-28 | 2018-08-15 | -4 | 28 | 1 | 5
989 | LEO-E_28_-3_1_5TM | 5TM | 4 | bulkPerm | Permittivity | - | 2012-06-28 | 2020-12-01 | -3 | 28 | 1 | 5
991 | LEO-E_28_-2_1_5TM | 5TM | 4 | bulkPerm | Permittivity | - | 2012-06-28 | 2023-02-10 | -2 | 28 | 1 | 5
993 | LEO-E_28_-1_1_5TM | 5TM | 4 | bulkPerm | Permittivity | - | 2012-06-28 | 2022-12-12 | -1 | 28 | 1 | 5
995 | LEO-E_28_-5_2_5TM | 5TM | 4 | bulkPerm | Permittivity | - | 2012-06-28 | 2024-10-14 | -5 | 28 | 2 | 20
997 | LEO-E_28_-4_2_5TM | 5TM | 4 | bulkPerm | Permittivity | - | 2012-06-28 | 2022-03-29 | -4 | 28 | 2 | 20
999 | LEO-E_28_-3_2_5TM | 5TM | 4 | bulkPerm | Permittivity | - | 2012-06-28 | present | -3 | 28 | 2 | 20
1001 | LEO-E_28_-2_2_5TM | 5TM | 4 | bulkPerm | Permittivity | - | 2012-06-28 | present | -2 | 28 | 2 | 20
1003 | LEO-E_28_-1_2_5TM | 5TM | 4 | bulkPerm | Permittivity | - | 2012-06-28 | 2023-04-27 | -1 | 28 | 2 | 20
1005 | LEO-E_28_-5_4_5TM | 5TM | 4 | bulkPerm | Permittivity | - | 2012-06-28 | 2021-10-27 | -5 | 28 | 4 | 50
1007 | LEO-E_28_-4_3_5TM | 5TM | 4 | bulkPerm | Permittivity | - | 2012-06-28 | 2021-10-06 | -4 | 28 | 3 | 35
1009 | LEO-E_28_-3_4_5TM | 5TM | 4 | bulkPerm | Permittivity | - | 2012-06-28 | 2022-12-12 | -3 | 28 | 4 | 50
1011 | LEO-E_28_-2_3_5TM | 5TM | 4 | bulkPerm | Permittivity | - | 2012-06-28 | 2020-04-30 | -2 | 28 | 3 | 35
1013 | LEO-E_28_-1_4_5TM | 5TM | 4 | bulkPerm | Permittivity | - | 2012-06-28 | 2020-07-30 | -1 | 28 | 4 | 50
1015 | LEO-E_26_1_1_5TM | 5TM | 4 | bulkPerm | Permittivity | - | 2012-07-16 | 2019-03-22 | 1 | 26 | 1 | 5
1017 | LEO-E_26_2_1_5TM | 5TM | 4 | bulkPerm | Permittivity | - | 2012-06-28 | 2020-05-10 | 2 | 26 | 1 | 5
1019 | LEO-E_26_3_1_5TM | 5TM | 4 | bulkPerm | Permittivity | - | 2012-06-28 | 2018-03-06 | 3 | 26 | 1 | 5
1021 | LEO-E_26_4_1_5TM | 5TM | 4 | bulkPerm | Permittivity | - | 2012-06-28 | 2022-05-15 | 4 | 26 | 1 | 5
1023 | LEO-E_26_5_1_5TM | 5TM | 4 | bulkPerm | Permittivity | - | 2012-06-28 | 2023-05-04 | 5 | 26 | 1 | 5
1025 | LEO-E_26_1_2_5TM | 5TM | 4 | bulkPerm | Permittivity | - | 2012-07-16 | 2016-12-22 | 1 | 26 | 2 | 20
1027 | LEO-E_26_2_2_5TM | 5TM | 4 | bulkPerm | Permittivity | - | 2012-06-28 | 2020-11-21 | 2 | 26 | 2 | 20
1029 | LEO-E_26_3_2_5TM | 5TM | 4 | bulkPerm | Permittivity | - | 2012-06-28 | 2026-01-04 | 3 | 26 | 2 | 20
1031 | LEO-E_26_4_2_5TM | 5TM | 4 | bulkPerm | Permittivity | - | 2012-06-28 | 2017-08-22 | 4 | 26 | 2 | 20
1033 | LEO-E_26_5_2_5TM | 5TM | 4 | bulkPerm | Permittivity | - | 2012-06-28 | 2026-01-04 | 5 | 26 | 2 | 20
1035 | LEO-E_26_1_3_5TM | 5TM | 4 | bulkPerm | Permittivity | - | 2012-10-29 | 2018-01-02 | 1 | 26 | 3 | 35
1037 | LEO-E_26_2_4_5TM | 5TM | 4 | bulkPerm | Permittivity | - | 2012-06-28 | 2026-01-04 | 2 | 26 | 4 | 50
1039 | LEO-E_26_3_3_5TM | 5TM | 4 | bulkPerm | Permittivity | - | 2012-06-28 | 2026-01-04 | 3 | 26 | 3 | 35
1041 | LEO-E_26_4_4_5TM | 5TM | 4 | bulkPerm | Permittivity | - | 2012-06-28 | present | 4 | 26 | 4 | 50
1043 | LEO-E_26_5_3_5TM | 5TM | 4 | bulkPerm | Permittivity | - | 2012-06-28 | 2019-09-18 | 5 | 26 | 3 | 35
1045 | LEO-E_26_2_5_5TM | 5TM | 4 | bulkPerm | Permittivity | - | 2012-06-28 | 2026-01-04 | 2 | 26 | 5 | 85
1047 | LEO-E_28_1_1_5TM | 5TM | 4 | bulkPerm | Permittivity | - | 2012-06-28 | 2018-06-30 | 1 | 28 | 1 | 5
1049 | LEO-E_28_2_1_5TM | 5TM | 4 | bulkPerm | Permittivity | - | 2012-06-28 | 2019-06-11 | 2 | 28 | 1 | 5
1051 | LEO-E_28_3_1_5TM | 5TM | 4 | bulkPerm | Permittivity | - | 2012-06-28 | 2021-03-16 | 3 | 28 | 1 | 5
1053 | LEO-E_28_4_1_5TM | 5TM | 4 | bulkPerm | Permittivity | - | 2012-06-28 | 2018-11-09 | 4 | 28 | 1 | 5
1055 | LEO-E_28_5_1_5TM | 5TM | 4 | bulkPerm | Permittivity | - | 2012-06-28 | 2018-07-31 | 5 | 28 | 1 | 5
1057 | LEO-E_28_1_2_5TM | 5TM | 4 | bulkPerm | Permittivity | - | 2012-06-28 | 2019-06-09 | 1 | 28 | 2 | 20
1059 | LEO-E_28_2_2_5TM | 5TM | 4 | bulkPerm | Permittivity | - | 2012-06-28 | 2020-11-21 | 2 | 28 | 2 | 20
1061 | LEO-E_28_3_2_5TM | 5TM | 4 | bulkPerm | Permittivity | - | 2012-06-28 | 2022-03-20 | 3 | 28 | 2 | 20
1063 | LEO-E_28_4_2_5TM | 5TM | 4 | bulkPerm | Permittivity | - | 2012-06-28 | 2026-01-04 | 4 | 28 | 2 | 20
1065 | LEO-E_28_5_2_5TM | 5TM | 4 | bulkPerm | Permittivity | - | 2012-06-28 | 2013-02-26 | 5 | 28 | 2 | 20
1067 | LEO-E_28_1_4_5TM | 5TM | 4 | bulkPerm | Permittivity | - | 2012-06-28 | 2026-01-04 | 1 | 28 | 4 | 50
1069 | LEO-E_28_2_3_5TM | 5TM | 4 | bulkPerm | Permittivity | - | 2012-06-28 | 2017-08-22 | 2 | 28 | 3 | 35
1071 | LEO-E_28_3_4_5TM | 5TM | 4 | bulkPerm | Permittivity | - | 2012-06-28 | 2025-11-10 | 3 | 28 | 4 | 50
1073 | LEO-E_28_4_3_5TM | 5TM | 4 | bulkPerm | Permittivity | - | 2012-06-28 | 2013-05-13 | 4 | 28 | 3 | 35
1075 | LEO-E_28_5_4_5TM | 5TM | 4 | bulkPerm | Permittivity | - | 2012-06-28 | 2012-07-12 | 5 | 28 | 4 | 50
1 | LEO-E_2_-5_1_5TM | 5TM | 6 | VWC | Volumetric water content | % | 2012-06-28 | 2019-05-14 | -5 | 2 | 1 | 5
3 | LEO-E_2_-4_1_5TM | 5TM | 6 | VWC | Volumetric water content | % | 2012-06-28 | 2019-06-25 | -4 | 2 | 1 | 5
5 | LEO-E_2_-3_1_5TM | 5TM | 6 | VWC | Volumetric water content | % | 2012-06-28 | present | -3 | 2 | 1 | 5
7 | LEO-E_2_-2_1_5TM | 5TM | 6 | VWC | Volumetric water content | % | 2012-06-28 | 2019-08-26 | -2 | 2 | 1 | 5
9 | LEO-E_2_-1_1_5TM | 5TM | 6 | VWC | Volumetric water content | % | 2012-06-28 | 2022-07-13 | -1 | 2 | 1 | 5
11 | LEO-E_2_-5_2_5TM | 5TM | 6 | VWC | Volumetric water content | % | 2012-06-28 | 2022-06-27 | -5 | 2 | 2 | 20
13 | LEO-E_2_-4_2_5TM | 5TM | 6 | VWC | Volumetric water content | % | 2012-06-28 | 2023-05-07 | -4 | 2 | 2 | 20
15 | LEO-E_2_-3_2_5TM | 5TM | 6 | VWC | Volumetric water content | % | 2012-06-28 | 2023-05-20 | -3 | 2 | 2 | 20
17 | LEO-E_2_-2_2_5TM | 5TM | 6 | VWC | Volumetric water content | % | 2012-06-28 | present | -2 | 2 | 2 | 20
19 | LEO-E_2_-1_2_5TM | 5TM | 6 | VWC | Volumetric water content | % | 2012-06-28 | present | -1 | 2 | 2 | 20
21 | LEO-E_2_-5_3_5TM | 5TM | 6 | VWC | Volumetric water content | % | 2012-06-28 | 2017-01-28 | -5 | 2 | 3 | 35
23 | LEO-E_2_-4_4_5TM | 5TM | 6 | VWC | Volumetric water content | % | 2012-06-28 | present | -4 | 2 | 4 | 50
25 | LEO-E_2_-3_3_5TM | 5TM | 6 | VWC | Volumetric water content | % | 2012-06-28 | present | -3 | 2 | 3 | 35
27 | LEO-E_2_-2_4_5TM | 5TM | 6 | VWC | Volumetric water content | % | 2012-06-28 | 2018-09-19 | -2 | 2 | 4 | 50
29 | LEO-E_2_-1_3_5TM | 5TM | 6 | VWC | Volumetric water content | % | 2012-06-28 | present | -1 | 2 | 3 | 35
31 | LEO-E_2_-4_5_5TM | 5TM | 6 | VWC | Volumetric water content | % | 2012-06-28 | 2016-01-15 | -4 | 2 | 5 | 85
33 | LEO-E_2_-2_5_5TM | 5TM | 6 | VWC | Volumetric water content | % | 2012-06-28 | present | -2 | 2 | 5 | 85
35 | LEO-E_4_-5_1_5TM | 5TM | 6 | VWC | Volumetric water content | % | 2012-06-28 | 2018-12-28 | -5 | 4 | 1 | 5
37 | LEO-E_4_-4_1_5TM | 5TM | 6 | VWC | Volumetric water content | % | 2012-06-28 | 2018-10-29 | -4 | 4 | 1 | 5
40 | LEO-E_4_-3_1_5TM | 5TM | 6 | VWC | Volumetric water content | % | 2012-06-28 | 2018-09-19 | -3 | 4 | 1 | 5
42 | LEO-E_4_-2_1_5TM | 5TM | 6 | VWC | Volumetric water content | % | 2012-06-28 | 2023-05-30 | -2 | 4 | 1 | 5
44 | LEO-E_4_-1_1_5TM | 5TM | 6 | VWC | Volumetric water content | % | 2012-06-28 | 2018-09-19 | -1 | 4 | 1 | 5
47 | LEO-E_4_-5_2_5TM | 5TM | 6 | VWC | Volumetric water content | % | 2012-06-28 | 2022-08-17 | -5 | 4 | 2 | 20
49 | LEO-E_4_-4_2_5TM | 5TM | 6 | VWC | Volumetric water content | % | 2012-06-28 | 2021-09-20 | -4 | 4 | 2 | 20
52 | LEO-E_4_-3_2_5TM | 5TM | 6 | VWC | Volumetric water content | % | 2012-06-28 | present | -3 | 4 | 2 | 20
54 | LEO-E_4_-2_2_5TM | 5TM | 6 | VWC | Volumetric water content | % | 2012-06-28 | present | -2 | 4 | 2 | 20
56 | LEO-E_4_-1_2_5TM | 5TM | 6 | VWC | Volumetric water content | % | 2012-06-28 | 2020-07-06 | -1 | 4 | 2 | 20
59 | LEO-E_4_-5_4_5TM | 5TM | 6 | VWC | Volumetric water content | % | 2012-06-28 | present | -5 | 4 | 4 | 50
61 | LEO-E_4_-4_3_5TM | 5TM | 6 | VWC | Volumetric water content | % | 2012-06-28 | present | -4 | 4 | 3 | 35
64 | LEO-E_4_-3_4_5TM | 5TM | 6 | VWC | Volumetric water content | % | 2012-06-28 | present | -3 | 4 | 4 | 50
66 | LEO-E_4_-2_3_5TM | 5TM | 6 | VWC | Volumetric water content | % | 2012-06-28 | present | -2 | 4 | 3 | 35
68 | LEO-E_4_-1_4_5TM | 5TM | 6 | VWC | Volumetric water content | % | 2012-06-28 | 2018-10-20 | -1 | 4 | 4 | 50
71 | LEO-E_2_1_1_5TM | 5TM | 6 | VWC | Volumetric water content | % | 2012-06-28 | 2025-04-09 | 1 | 2 | 1 | 5
73 | LEO-E_2_2_1_5TM | 5TM | 6 | VWC | Volumetric water content | % | 2012-06-28 | 2025-06-04 | 2 | 2 | 1 | 5
75 | LEO-E_2_3_1_5TM | 5TM | 6 | VWC | Volumetric water content | % | 2012-06-28 | 2019-01-26 | 3 | 2 | 1 | 5
77 | LEO-E_2_4_1_5TM | 5TM | 6 | VWC | Volumetric water content | % | 2012-06-28 | 2018-09-19 | 4 | 2 | 1 | 5
79 | LEO-E_2_5_1_5TM | 5TM | 6 | VWC | Volumetric water content | % | 2012-06-28 | present | 5 | 2 | 1 | 5
81 | LEO-E_2_1_2_5TM | 5TM | 6 | VWC | Volumetric water content | % | 2012-06-28 | present | 1 | 2 | 2 | 20
83 | LEO-E_2_2_2_5TM | 5TM | 6 | VWC | Volumetric water content | % | 2012-06-28 | 2023-04-06 | 2 | 2 | 2 | 20
85 | LEO-E_2_3_2_5TM | 5TM | 6 | VWC | Volumetric water content | % | 2012-06-28 | 2025-05-02 | 3 | 2 | 2 | 20
87 | LEO-E_2_4_2_5TM | 5TM | 6 | VWC | Volumetric water content | % | 2012-06-28 | 2020-05-07 | 4 | 2 | 2 | 20
89 | LEO-E_2_5_2_5TM | 5TM | 6 | VWC | Volumetric water content | % | 2012-06-28 | 2022-02-18 | 5 | 2 | 2 | 20
91 | LEO-E_2_1_3_5TM | 5TM | 6 | VWC | Volumetric water content | % | 2012-06-28 | present | 1 | 2 | 3 | 35
93 | LEO-E_2_2_4_5TM | 5TM | 6 | VWC | Volumetric water content | % | 2012-06-28 | present | 2 | 2 | 4 | 50
95 | LEO-E_2_3_3_5TM | 5TM | 6 | VWC | Volumetric water content | % | 2012-06-28 | 2025-02-26 | 3 | 2 | 3 | 35
97 | LEO-E_2_4_4_5TM | 5TM | 6 | VWC | Volumetric water content | % | 2012-06-28 | 2018-09-19 | 4 | 2 | 4 | 50
99 | LEO-E_2_5_3_5TM | 5TM | 6 | VWC | Volumetric water content | % | 2012-06-28 | 2023-02-23 | 5 | 2 | 3 | 35
101 | LEO-E_2_2_5_5TM | 5TM | 6 | VWC | Volumetric water content | % | 2012-06-28 | present | 2 | 2 | 5 | 85
103 | LEO-E_2_4_5_5TM | 5TM | 6 | VWC | Volumetric water content | % | 2012-06-28 | 2018-09-19 | 4 | 2 | 5 | 85
105 | LEO-E_4_1_1_5TM | 5TM | 6 | VWC | Volumetric water content | % | 2012-06-28 | 2019-11-16 | 1 | 4 | 1 | 5
108 | LEO-E_4_2_1_5TM | 5TM | 6 | VWC | Volumetric water content | % | 2012-06-28 | 2022-02-25 | 2 | 4 | 1 | 5
110 | LEO-E_4_3_1_5TM | 5TM | 6 | VWC | Volumetric water content | % | 2012-06-28 | 2020-07-18 | 3 | 4 | 1 | 5
112 | LEO-E_4_4_1_5TM | 5TM | 6 | VWC | Volumetric water content | % | 2012-06-28 | 2023-02-11 | 4 | 4 | 1 | 5
115 | LEO-E_4_5_1_5TM | 5TM | 6 | VWC | Volumetric water content | % | 2012-06-28 | 2019-09-19 | 5 | 4 | 1 | 5
117 | LEO-E_4_1_2_5TM | 5TM | 6 | VWC | Volumetric water content | % | 2012-06-28 | 2025-06-04 | 1 | 4 | 2 | 20
120 | LEO-E_4_2_2_5TM | 5TM | 6 | VWC | Volumetric water content | % | 2012-06-28 | present | 2 | 4 | 2 | 20
122 | LEO-E_4_3_2_5TM | 5TM | 6 | VWC | Volumetric water content | % | 2012-06-28 | 2025-02-22 | 3 | 4 | 2 | 20
124 | LEO-E_4_4_2_5TM | 5TM | 6 | VWC | Volumetric water content | % | 2012-06-28 | 2020-06-20 | 4 | 4 | 2 | 20
127 | LEO-E_4_5_2_5TM | 5TM | 6 | VWC | Volumetric water content | % | 2012-06-28 | 2023-02-24 | 5 | 4 | 2 | 20
129 | LEO-E_4_1_4_5TM | 5TM | 6 | VWC | Volumetric water content | % | 2012-06-28 | 2016-09-01 | 1 | 4 | 4 | 50
132 | LEO-E_4_2_3_5TM | 5TM | 6 | VWC | Volumetric water content | % | 2012-06-28 | 2025-04-28 | 2 | 4 | 3 | 35
134 | LEO-E_4_3_4_5TM | 5TM | 6 | VWC | Volumetric water content | % | 2012-06-28 | 2018-09-19 | 3 | 4 | 4 | 50
136 | LEO-E_4_4_3_5TM | 5TM | 6 | VWC | Volumetric water content | % | 2012-06-28 | present | 4 | 4 | 3 | 35
139 | LEO-E_4_5_4_5TM | 5TM | 6 | VWC | Volumetric water content | % | 2012-06-28 | present | 5 | 4 | 4 | 50
141 | LEO-E_6_-5_1_5TM | 5TM | 6 | VWC | Volumetric water content | % | 2012-06-28 | 2022-05-23 | -5 | 6 | 1 | 5
143 | LEO-E_6_-4_1_5TM | 5TM | 6 | VWC | Volumetric water content | % | 2012-06-28 | 2020-01-30 | -4 | 6 | 1 | 5
148 | LEO-E_6_-3_1_5TM | 5TM | 6 | VWC | Volumetric water content | % | 2012-06-28 | 2024-07-04 | -3 | 6 | 1 | 5
150 | LEO-E_6_-2_1_5TM | 5TM | 6 | VWC | Volumetric water content | % | 2012-06-28 | 2018-11-27 | -2 | 6 | 1 | 5
152 | LEO-E_6_-1_1_5TM | 5TM | 6 | VWC | Volumetric water content | % | 2012-06-28 | 2026-01-02 | -1 | 6 | 1 | 5
154 | LEO-E_6_-5_2_5TM | 5TM | 6 | VWC | Volumetric water content | % | 2012-06-28 | 2012-11-01 | -5 | 6 | 2 | 20
156 | LEO-E_6_-4_2_5TM | 5TM | 6 | VWC | Volumetric water content | % | 2012-06-28 | 2024-08-21 | -4 | 6 | 2 | 20
158 | LEO-E_6_-3_2_5TM | 5TM | 6 | VWC | Volumetric water content | % | 2012-06-28 | 2026-01-02 | -3 | 6 | 2 | 20
160 | LEO-E_6_-2_2_5TM | 5TM | 6 | VWC | Volumetric water content | % | 2012-06-28 | 2022-10-28 | -2 | 6 | 2 | 20
162 | LEO-E_6_-1_2_5TM | 5TM | 6 | VWC | Volumetric water content | % | 2012-06-28 | 2024-08-21 | -1 | 6 | 2 | 20
164 | LEO-E_6_-5_3_5TM | 5TM | 6 | VWC | Volumetric water content | % | 2012-06-28 | 2026-01-02 | -5 | 6 | 3 | 35
166 | LEO-E_6_-4_4_5TM | 5TM | 6 | VWC | Volumetric water content | % | 2012-06-28 | 2026-01-02 | -4 | 6 | 4 | 50
168 | LEO-E_6_-3_3_5TM | 5TM | 6 | VWC | Volumetric water content | % | 2012-06-28 | 2026-01-02 | -3 | 6 | 3 | 35
170 | LEO-E_6_-2_4_5TM | 5TM | 6 | VWC | Volumetric water content | % | 2012-06-28 | 2013-12-28 | -2 | 6 | 4 | 50
172 | LEO-E_6_-1_3_5TM | 5TM | 6 | VWC | Volumetric water content | % | 2012-06-28 | 2014-07-29 | -1 | 6 | 3 | 35
174 | LEO-E_6_-4_5_5TM | 5TM | 6 | VWC | Volumetric water content | % | 2012-06-28 | 2024-08-24 | -4 | 6 | 5 | 85
176 | LEO-E_6_-2_5_5TM | 5TM | 6 | VWC | Volumetric water content | % | 2012-06-28 | 2024-07-04 | -2 | 6 | 5 | 85
178 | LEO-E_8_-5_1_5TM | 5TM | 6 | VWC | Volumetric water content | % | 2012-06-28 | 2019-03-06 | -5 | 8 | 1 | 5
180 | LEO-E_8_-4_1_5TM | 5TM | 6 | VWC | Volumetric water content | % | 2012-06-28 | 2018-09-19 | -4 | 8 | 1 | 5
182 | LEO-E_8_-3_1_5TM | 5TM | 6 | VWC | Volumetric water content | % | 2012-06-28 | 2021-05-08 | -3 | 8 | 1 | 5
184 | LEO-E_8_-2_1_5TM | 5TM | 6 | VWC | Volumetric water content | % | 2012-06-28 | 2020-11-05 | -2 | 8 | 1 | 5
186 | LEO-E_8_-1_1_5TM | 5TM | 6 | VWC | Volumetric water content | % | 2012-06-28 | 2021-02-11 | -1 | 8 | 1 | 5
188 | LEO-E_8_-5_2_5TM | 5TM | 6 | VWC | Volumetric water content | % | 2012-06-28 | 2021-07-06 | -5 | 8 | 2 | 20
190 | LEO-E_8_-4_2_5TM | 5TM | 6 | VWC | Volumetric water content | % | 2012-06-28 | 2013-02-07 | -4 | 8 | 2 | 20
192 | LEO-E_8_-3_2_5TM | 5TM | 6 | VWC | Volumetric water content | % | 2012-06-28 | 2025-06-04 | -3 | 8 | 2 | 20
194 | LEO-E_8_-2_2_5TM | 5TM | 6 | VWC | Volumetric water content | % | 2012-06-28 | 2026-01-02 | -2 | 8 | 2 | 20
196 | LEO-E_8_-1_2_5TM | 5TM | 6 | VWC | Volumetric water content | % | 2012-06-28 | 2016-12-08 | -1 | 8 | 2 | 20
198 | LEO-E_8_-5_4_5TM | 5TM | 6 | VWC | Volumetric water content | % | 2012-06-28 | 2016-08-03 | -5 | 8 | 4 | 50
200 | LEO-E_8_-4_3_5TM | 5TM | 6 | VWC | Volumetric water content | % | 2012-06-28 | 2024-01-06 | -4 | 8 | 3 | 35
202 | LEO-E_8_-3_4_5TM | 5TM | 6 | VWC | Volumetric water content | % | 2012-06-28 | 2026-01-02 | -3 | 8 | 4 | 50
204 | LEO-E_8_-2_3_5TM | 5TM | 6 | VWC | Volumetric water content | % | 2012-06-28 | 2026-01-02 | -2 | 8 | 3 | 35
206 | LEO-E_8_-1_4_5TM | 5TM | 6 | VWC | Volumetric water content | % | 2012-06-28 | 2022-12-09 | -1 | 8 | 4 | 50
208 | LEO-E_6_1_1_5TM | 5TM | 6 | VWC | Volumetric water content | % | 2012-06-28 | 2022-11-26 | 1 | 6 | 1 | 5
210 | LEO-E_6_2_1_5TM | 5TM | 6 | VWC | Volumetric water content | % | 2012-06-28 | 2018-09-19 | 2 | 6 | 1 | 5
212 | LEO-E_6_3_1_5TM | 5TM | 6 | VWC | Volumetric water content | % | 2012-06-28 | 2022-06-02 | 3 | 6 | 1 | 5
214 | LEO-E_6_4_1_5TM | 5TM | 6 | VWC | Volumetric water content | % | 2012-06-28 | 2019-07-11 | 4 | 6 | 1 | 5
219 | LEO-E_6_5_1_5TM | 5TM | 6 | VWC | Volumetric water content | % | 2012-06-28 | 2021-03-17 | 5 | 6 | 1 | 5
221 | LEO-E_6_1_2_5TM | 5TM | 6 | VWC | Volumetric water content | % | 2012-06-28 | 2022-12-21 | 1 | 6 | 2 | 20
223 | LEO-E_6_2_2_5TM | 5TM | 6 | VWC | Volumetric water content | % | 2012-06-28 | 2025-09-14 | 2 | 6 | 2 | 20
225 | LEO-E_6_3_2_5TM | 5TM | 6 | VWC | Volumetric water content | % | 2012-06-28 | 2021-03-14 | 3 | 6 | 2 | 20
227 | LEO-E_6_4_2_5TM | 5TM | 6 | VWC | Volumetric water content | % | 2012-06-28 | 2020-07-01 | 4 | 6 | 2 | 20
229 | LEO-E_6_5_2_5TM | 5TM | 6 | VWC | Volumetric water content | % | 2012-06-28 | 2020-06-26 | 5 | 6 | 2 | 20
231 | LEO-E_6_1_3_5TM | 5TM | 6 | VWC | Volumetric water content | % | 2012-06-28 | 2019-01-26 | 1 | 6 | 3 | 35
233 | LEO-E_6_2_4_5TM | 5TM | 6 | VWC | Volumetric water content | % | 2012-06-28 | 2024-08-21 | 2 | 6 | 4 | 50
235 | LEO-E_6_3_3_5TM | 5TM | 6 | VWC | Volumetric water content | % | 2012-06-28 | 2024-03-01 | 3 | 6 | 3 | 35
237 | LEO-E_6_4_4_5TM | 5TM | 6 | VWC | Volumetric water content | % | 2012-06-28 | 2018-09-19 | 4 | 6 | 4 | 50
239 | LEO-E_6_5_3_5TM | 5TM | 6 | VWC | Volumetric water content | % | 2012-06-28 | present | 5 | 6 | 3 | 35
241 | LEO-E_6_2_5_5TM | 5TM | 6 | VWC | Volumetric water content | % | 2012-06-28 | 2018-09-19 | 2 | 6 | 5 | 85
243 | LEO-E_6_4_5_5TM | 5TM | 6 | VWC | Volumetric water content | % | 2012-06-28 | 2018-09-19 | 4 | 6 | 5 | 85
245 | LEO-E_8_1_1_5TM | 5TM | 6 | VWC | Volumetric water content | % | 2012-06-28 | 2023-05-13 | 1 | 8 | 1 | 5
247 | LEO-E_8_2_1_5TM | 5TM | 6 | VWC | Volumetric water content | % | 2012-06-28 | 2023-01-13 | 2 | 8 | 1 | 5
249 | LEO-E_8_3_1_5TM | 5TM | 6 | VWC | Volumetric water content | % | 2012-06-28 | present | 3 | 8 | 1 | 5
251 | LEO-E_8_4_1_5TM | 5TM | 6 | VWC | Volumetric water content | % | 2012-06-28 | 2023-01-13 | 4 | 8 | 1 | 5
253 | LEO-E_8_5_1_5TM | 5TM | 6 | VWC | Volumetric water content | % | 2012-06-28 | 2020-11-24 | 5 | 8 | 1 | 5
255 | LEO-E_8_1_2_5TM | 5TM | 6 | VWC | Volumetric water content | % | 2012-06-28 | present | 1 | 8 | 2 | 20
257 | LEO-E_8_2_2_5TM | 5TM | 6 | VWC | Volumetric water content | % | 2012-06-28 | present | 2 | 8 | 2 | 20
259 | LEO-E_8_3_2_5TM | 5TM | 6 | VWC | Volumetric water content | % | 2012-06-28 | 2024-01-30 | 3 | 8 | 2 | 20
261 | LEO-E_8_4_2_5TM | 5TM | 6 | VWC | Volumetric water content | % | 2012-06-28 | 2023-01-13 | 4 | 8 | 2 | 20
263 | LEO-E_8_5_2_5TM | 5TM | 6 | VWC | Volumetric water content | % | 2012-06-28 | present | 5 | 8 | 2 | 20
265 | LEO-E_8_1_4_5TM | 5TM | 6 | VWC | Volumetric water content | % | 2012-06-28 | 2023-06-11 | 1 | 8 | 4 | 50
267 | LEO-E_8_2_3_5TM | 5TM | 6 | VWC | Volumetric water content | % | 2012-06-28 | present | 2 | 8 | 3 | 35
269 | LEO-E_8_3_4_5TM | 5TM | 6 | VWC | Volumetric water content | % | 2012-06-28 | 2024-08-21 | 3 | 8 | 4 | 50
271 | LEO-E_8_4_3_5TM | 5TM | 6 | VWC | Volumetric water content | % | 2012-06-28 | 2015-02-24 | 4 | 8 | 3 | 35
273 | LEO-E_8_5_4_5TM | 5TM | 6 | VWC | Volumetric water content | % | 2012-06-28 | 2014-08-04 | 5 | 8 | 4 | 50
275 | LEO-E_2_0_1_5TM | 5TM | 6 | VWC | Volumetric water content | % | 2012-06-28 | present | 0 | 2 | 1 | 5
277 | LEO-E_2_0_2_5TM | 5TM | 6 | VWC | Volumetric water content | % | 2012-06-28 | present | 0 | 2 | 2 | 20
279 | LEO-E_2_0_4_5TM | 5TM | 6 | VWC | Volumetric water content | % | 2012-06-28 | 2018-09-19 | 0 | 2 | 4 | 50
281 | LEO-E_2_0_5_5TM | 5TM | 6 | VWC | Volumetric water content | % | 2012-06-28 | 2021-07-11 | 0 | 2 | 5 | 85
283 | LEO-E_4_0_1_5TM | 5TM | 6 | VWC | Volumetric water content | % | 2012-06-28 | 2025-11-28 | 0 | 4 | 1 | 5
285 | LEO-E_4_0_2_5TM | 5TM | 6 | VWC | Volumetric water content | % | 2012-06-28 | 2025-05-08 | 0 | 4 | 2 | 20
287 | LEO-E_4_0_4_5TM | 5TM | 6 | VWC | Volumetric water content | % | 2012-06-28 | 2012-06-30 | 0 | 4 | 4 | 50
289 | LEO-E_4_0_5_5TM | 5TM | 6 | VWC | Volumetric water content | % | 2012-06-28 | 2016-12-07 | 0 | 4 | 5 | 85
291 | LEO-E_6_0_1_5TM | 5TM | 6 | VWC | Volumetric water content | % | 2012-06-28 | 2025-11-10 | 0 | 6 | 1 | 5
297 | LEO-E_6_0_2_5TM | 5TM | 6 | VWC | Volumetric water content | % | 2012-06-28 | present | 0 | 6 | 2 | 20
299 | LEO-E_6_0_4_5TM | 5TM | 6 | VWC | Volumetric water content | % | 2012-06-28 | 2018-09-19 | 0 | 6 | 4 | 50
301 | LEO-E_6_0_5_5TM | 5TM | 6 | VWC | Volumetric water content | % | 2012-06-28 | 2016-09-19 | 0 | 6 | 5 | 85
303 | LEO-E_8_0_1_5TM | 5TM | 6 | VWC | Volumetric water content | % | 2012-06-28 | 2020-08-25 | 0 | 8 | 1 | 5
305 | LEO-E_8_0_2_5TM | 5TM | 6 | VWC | Volumetric water content | % | 2012-06-28 | 2024-06-26 | 0 | 8 | 2 | 20
307 | LEO-E_8_0_3_5TM | 5TM | 6 | VWC | Volumetric water content | % | 2012-06-28 | present | 0 | 8 | 3 | 35
309 | LEO-E_10_0_1_5TM | 5TM | 6 | VWC | Volumetric water content | % | 2012-06-28 | 2019-07-13 | 0 | 10 | 1 | 5
311 | LEO-E_10_0_2_5TM | 5TM | 6 | VWC | Volumetric water content | % | 2012-06-28 | present | 0 | 10 | 2 | 20
313 | LEO-E_10_0_4_5TM | 5TM | 6 | VWC | Volumetric water content | % | 2012-06-28 | present | 0 | 10 | 4 | 50
315 | LEO-E_10_0_5_5TM | 5TM | 6 | VWC | Volumetric water content | % | 2012-06-28 | 2021-08-19 | 0 | 10 | 5 | 85
317 | LEO-E_12_0_1_5TM | 5TM | 6 | VWC | Volumetric water content | % | 2012-06-28 | 2024-06-18 | 0 | 12 | 1 | 5
322 | LEO-E_12_0_2_5TM | 5TM | 6 | VWC | Volumetric water content | % | 2012-06-28 | 2023-06-15 | 0 | 12 | 2 | 20
324 | LEO-E_12_0_3_5TM | 5TM | 6 | VWC | Volumetric water content | % | 2012-06-28 | present | 0 | 12 | 3 | 35
326 | LEO-E_14_0_1_5TM | 5TM | 6 | VWC | Volumetric water content | % | 2012-06-28 | 2025-11-13 | 0 | 14 | 1 | 5
328 | LEO-E_14_0_2_5TM | 5TM | 6 | VWC | Volumetric water content | % | 2012-06-28 | present | 0 | 14 | 2 | 20
330 | LEO-E_14_0_4_5TM | 5TM | 6 | VWC | Volumetric water content | % | 2012-06-28 | 2021-08-04 | 0 | 14 | 4 | 50
332 | LEO-E_14_0_5_5TM | 5TM | 6 | VWC | Volumetric water content | % | 2012-06-28 | 2016-09-21 | 0 | 14 | 5 | 85
334 | LEO-E_10_-5_1_5TM | 5TM | 6 | VWC | Volumetric water content | % | 2012-06-28 | 2018-09-19 | -5 | 10 | 1 | 5
336 | LEO-E_10_-4_1_5TM | 5TM | 6 | VWC | Volumetric water content | % | 2012-06-28 | present | -4 | 10 | 1 | 5
339 | LEO-E_10_-3_1_5TM | 5TM | 6 | VWC | Volumetric water content | % | 2012-06-28 | present | -3 | 10 | 1 | 5
341 | LEO-E_10_-2_1_5TM | 5TM | 6 | VWC | Volumetric water content | % | 2012-06-28 | 2018-09-19 | -2 | 10 | 1 | 5
343 | LEO-E_10_-1_1_5TM | 5TM | 6 | VWC | Volumetric water content | % | 2012-06-28 | 2025-03-09 | -1 | 10 | 1 | 5
346 | LEO-E_10_-5_2_5TM | 5TM | 6 | VWC | Volumetric water content | % | 2012-06-28 | 2019-10-26 | -5 | 10 | 2 | 20
348 | LEO-E_10_-4_2_5TM | 5TM | 6 | VWC | Volumetric water content | % | 2012-06-28 | 2019-10-04 | -4 | 10 | 2 | 20
351 | LEO-E_10_-3_2_5TM | 5TM | 6 | VWC | Volumetric water content | % | 2012-06-28 | 2019-05-26 | -3 | 10 | 2 | 20
353 | LEO-E_10_-2_2_5TM | 5TM | 6 | VWC | Volumetric water content | % | 2012-06-28 | present | -2 | 10 | 2 | 20
355 | LEO-E_10_-1_2_5TM | 5TM | 6 | VWC | Volumetric water content | % | 2012-06-28 | 2025-04-29 | -1 | 10 | 2 | 20
358 | LEO-E_10_-5_3_5TM | 5TM | 6 | VWC | Volumetric water content | % | 2012-06-28 | present | -5 | 10 | 3 | 35
360 | LEO-E_10_-4_4_5TM | 5TM | 6 | VWC | Volumetric water content | % | 2012-06-28 | present | -4 | 10 | 4 | 50
363 | LEO-E_10_-3_3_5TM | 5TM | 6 | VWC | Volumetric water content | % | 2012-06-28 | present | -3 | 10 | 3 | 35
365 | LEO-E_10_-2_4_5TM | 5TM | 6 | VWC | Volumetric water content | % | 2012-06-28 | 2025-04-29 | -2 | 10 | 4 | 50
367 | LEO-E_10_-1_3_5TM | 5TM | 6 | VWC | Volumetric water content | % | 2012-06-28 | 2022-09-23 | -1 | 10 | 3 | 35
370 | LEO-E_10_-4_5_5TM | 5TM | 6 | VWC | Volumetric water content | % | 2012-06-28 | present | -4 | 10 | 5 | 85
372 | LEO-E_10_-2_5_5TM | 5TM | 6 | VWC | Volumetric water content | % | 2012-06-28 | 2018-09-19 | -2 | 10 | 5 | 85
374 | LEO-E_12_-5_1_5TM | 5TM | 6 | VWC | Volumetric water content | % | 2012-06-28 | 2021-08-01 | -5 | 12 | 1 | 5
376 | LEO-E_12_-4_1_5TM | 5TM | 6 | VWC | Volumetric water content | % | 2012-06-28 | 2019-07-12 | -4 | 12 | 1 | 5
381 | LEO-E_12_-3_1_5TM | 5TM | 6 | VWC | Volumetric water content | % | 2012-06-28 | 2025-11-06 | -3 | 12 | 1 | 5
383 | LEO-E_12_-2_1_5TM | 5TM | 6 | VWC | Volumetric water content | % | 2012-06-28 | present | -2 | 12 | 1 | 5
385 | LEO-E_12_-1_1_5TM | 5TM | 6 | VWC | Volumetric water content | % | 2012-06-28 | 2018-12-20 | -1 | 12 | 1 | 5
387 | LEO-E_12_-5_2_5TM | 5TM | 6 | VWC | Volumetric water content | % | 2012-06-28 | 2021-07-27 | -5 | 12 | 2 | 20
389 | LEO-E_12_-4_2_5TM | 5TM | 6 | VWC | Volumetric water content | % | 2012-06-28 | 2021-07-21 | -4 | 12 | 2 | 20
391 | LEO-E_12_-3_2_5TM | 5TM | 6 | VWC | Volumetric water content | % | 2012-06-28 | 2012-07-08 | -3 | 12 | 2 | 20
393 | LEO-E_12_-2_2_5TM | 5TM | 6 | VWC | Volumetric water content | % | 2012-06-28 | 2012-08-01 | -2 | 12 | 2 | 20
395 | LEO-E_12_-1_2_5TM | 5TM | 6 | VWC | Volumetric water content | % | 2012-06-28 | 2025-02-25 | -1 | 12 | 2 | 20
397 | LEO-E_12_-5_4_5TM | 5TM | 6 | VWC | Volumetric water content | % | 2012-06-28 | 2019-04-05 | -5 | 12 | 4 | 50
399 | LEO-E_12_-4_3_5TM | 5TM | 6 | VWC | Volumetric water content | % | 2012-06-28 | present | -4 | 12 | 3 | 35
401 | LEO-E_12_-3_4_5TM | 5TM | 6 | VWC | Volumetric water content | % | 2012-06-28 | 2025-02-27 | -3 | 12 | 4 | 50
403 | LEO-E_12_-2_3_5TM | 5TM | 6 | VWC | Volumetric water content | % | 2012-06-28 | present | -2 | 12 | 3 | 35
405 | LEO-E_12_-1_4_5TM | 5TM | 6 | VWC | Volumetric water content | % | 2012-06-28 | present | -1 | 12 | 4 | 50
407 | LEO-E_10_1_1_5TM | 5TM | 6 | VWC | Volumetric water content | % | 2012-06-28 | 2019-09-21 | 1 | 10 | 1 | 5
410 | LEO-E_10_2_1_5TM | 5TM | 6 | VWC | Volumetric water content | % | 2012-06-28 | 2019-05-02 | 2 | 10 | 1 | 5
412 | LEO-E_10_3_1_5TM | 5TM | 6 | VWC | Volumetric water content | % | 2012-06-28 | 2018-11-03 | 3 | 10 | 1 | 5
414 | LEO-E_10_4_1_5TM | 5TM | 6 | VWC | Volumetric water content | % | 2012-06-28 | 2018-09-19 | 4 | 10 | 1 | 5
417 | LEO-E_10_5_1_5TM | 5TM | 6 | VWC | Volumetric water content | % | 2012-06-28 | present | 5 | 10 | 1 | 5
419 | LEO-E_10_1_2_5TM | 5TM | 6 | VWC | Volumetric water content | % | 2012-06-28 | 2018-09-19 | 1 | 10 | 2 | 20
422 | LEO-E_10_2_2_5TM | 5TM | 6 | VWC | Volumetric water content | % | 2012-06-28 | 2022-11-06 | 2 | 10 | 2 | 20
424 | LEO-E_10_3_2_5TM | 5TM | 6 | VWC | Volumetric water content | % | 2012-06-28 | present | 3 | 10 | 2 | 20
426 | LEO-E_10_4_2_5TM | 5TM | 6 | VWC | Volumetric water content | % | 2012-06-28 | 2019-05-10 | 4 | 10 | 2 | 20
429 | LEO-E_10_5_2_5TM | 5TM | 6 | VWC | Volumetric water content | % | 2012-06-28 | present | 5 | 10 | 2 | 20
431 | LEO-E_10_1_3_5TM | 5TM | 6 | VWC | Volumetric water content | % | 2012-06-28 | 2022-12-08 | 1 | 10 | 3 | 35
434 | LEO-E_10_2_4_5TM | 5TM | 6 | VWC | Volumetric water content | % | 2012-06-28 | present | 2 | 10 | 4 | 50
436 | LEO-E_10_3_3_5TM | 5TM | 6 | VWC | Volumetric water content | % | 2012-06-28 | present | 3 | 10 | 3 | 35
438 | LEO-E_10_4_4_5TM | 5TM | 6 | VWC | Volumetric water content | % | 2012-06-28 | present | 4 | 10 | 4 | 50
441 | LEO-E_10_5_3_5TM | 5TM | 6 | VWC | Volumetric water content | % | 2012-06-28 | present | 5 | 10 | 3 | 35
443 | LEO-E_10_2_5_5TM | 5TM | 6 | VWC | Volumetric water content | % | 2012-06-28 | 2020-09-22 | 2 | 10 | 5 | 85
445 | LEO-E_10_4_5_5TM | 5TM | 6 | VWC | Volumetric water content | % | 2012-06-28 | present | 4 | 10 | 5 | 85
447 | LEO-E_12_1_1_5TM | 5TM | 6 | VWC | Volumetric water content | % | 2012-06-28 | 2018-09-19 | 1 | 12 | 1 | 5
449 | LEO-E_12_2_1_5TM | 5TM | 6 | VWC | Volumetric water content | % | 2012-06-28 | present | 2 | 12 | 1 | 5
451 | LEO-E_12_3_1_5TM | 5TM | 6 | VWC | Volumetric water content | % | 2012-06-28 | 2023-09-28 | 3 | 12 | 1 | 5
453 | LEO-E_12_4_1_5TM | 5TM | 6 | VWC | Volumetric water content | % | 2012-06-28 | present | 4 | 12 | 1 | 5
458 | LEO-E_12_5_1_5TM | 5TM | 6 | VWC | Volumetric water content | % | 2012-06-28 | 2020-02-01 | 5 | 12 | 1 | 5
460 | LEO-E_12_1_2_5TM | 5TM | 6 | VWC | Volumetric water content | % | 2012-06-28 | 2025-04-15 | 1 | 12 | 2 | 20
462 | LEO-E_12_2_2_5TM | 5TM | 6 | VWC | Volumetric water content | % | 2012-06-28 | 2020-09-10 | 2 | 12 | 2 | 20
464 | LEO-E_12_3_2_5TM | 5TM | 6 | VWC | Volumetric water content | % | 2012-06-28 | 2019-04-17 | 3 | 12 | 2 | 20
466 | LEO-E_12_4_2_5TM | 5TM | 6 | VWC | Volumetric water content | % | 2012-06-28 | 2019-06-26 | 4 | 12 | 2 | 20
468 | LEO-E_12_5_2_5TM | 5TM | 6 | VWC | Volumetric water content | % | 2012-06-28 | 2025-07-12 | 5 | 12 | 2 | 20
470 | LEO-E_12_1_4_5TM | 5TM | 6 | VWC | Volumetric water content | % | 2012-06-28 | 2021-03-11 | 1 | 12 | 4 | 50
472 | LEO-E_12_2_3_5TM | 5TM | 6 | VWC | Volumetric water content | % | 2012-06-28 | present | 2 | 12 | 3 | 35
474 | LEO-E_12_3_4_5TM | 5TM | 6 | VWC | Volumetric water content | % | 2012-06-28 | present | 3 | 12 | 4 | 50
476 | LEO-E_12_4_3_5TM | 5TM | 6 | VWC | Volumetric water content | % | 2012-06-28 | 2022-10-05 | 4 | 12 | 3 | 35
478 | LEO-E_12_5_4_5TM | 5TM | 6 | VWC | Volumetric water content | % | 2012-06-28 | present | 5 | 12 | 4 | 50
480 | LEO-E_14_-5_1_5TM | 5TM | 6 | VWC | Volumetric water content | % | 2012-06-28 | 2023-03-01 | -5 | 14 | 1 | 5
482 | LEO-E_14_-4_1_5TM | 5TM | 6 | VWC | Volumetric water content | % | 2012-06-28 | 2019-06-12 | -4 | 14 | 1 | 5
484 | LEO-E_14_-3_1_5TM | 5TM | 6 | VWC | Volumetric water content | % | 2012-06-28 | 2022-09-13 | -3 | 14 | 1 | 5
486 | LEO-E_14_-2_1_5TM | 5TM | 6 | VWC | Volumetric water content | % | 2012-06-28 | 2020-05-15 | -2 | 14 | 1 | 5
488 | LEO-E_14_-1_1_5TM | 5TM | 6 | VWC | Volumetric water content | % | 2012-06-28 | 2025-06-28 | -1 | 14 | 1 | 5
490 | LEO-E_14_-5_2_5TM | 5TM | 6 | VWC | Volumetric water content | % | 2012-06-28 | 2018-11-27 | -5 | 14 | 2 | 20
492 | LEO-E_14_-4_2_5TM | 5TM | 6 | VWC | Volumetric water content | % | 2012-06-28 | 2022-04-07 | -4 | 14 | 2 | 20
494 | LEO-E_14_-3_2_5TM | 5TM | 6 | VWC | Volumetric water content | % | 2012-06-28 | 2020-08-09 | -3 | 14 | 2 | 20
496 | LEO-E_14_-2_2_5TM | 5TM | 6 | VWC | Volumetric water content | % | 2012-06-28 | present | -2 | 14 | 2 | 20
498 | LEO-E_14_-1_2_5TM | 5TM | 6 | VWC | Volumetric water content | % | 2012-06-28 | 2025-06-28 | -1 | 14 | 2 | 20
500 | LEO-E_14_-5_3_5TM | 5TM | 6 | VWC | Volumetric water content | % | 2012-06-28 | 2021-05-22 | -5 | 14 | 3 | 35
502 | LEO-E_14_-4_4_5TM | 5TM | 6 | VWC | Volumetric water content | % | 2012-06-28 | present | -4 | 14 | 4 | 50
504 | LEO-E_14_-3_3_5TM | 5TM | 6 | VWC | Volumetric water content | % | 2012-06-28 | 2023-02-10 | -3 | 14 | 3 | 35
506 | LEO-E_14_-2_4_5TM | 5TM | 6 | VWC | Volumetric water content | % | 2012-06-28 | 2025-09-23 | -2 | 14 | 4 | 50
508 | LEO-E_14_-1_3_5TM | 5TM | 6 | VWC | Volumetric water content | % | 2012-06-28 | 2018-09-19 | -1 | 14 | 3 | 35
510 | LEO-E_14_-4_5_5TM | 5TM | 6 | VWC | Volumetric water content | % | 2012-06-28 | 2025-07-31 | -4 | 14 | 5 | 85
512 | LEO-E_14_-2_5_5TM | 5TM | 6 | VWC | Volumetric water content | % | 2012-06-28 | present | -2 | 14 | 5 | 85
514 | LEO-E_16_-5_1_5TM | 5TM | 6 | VWC | Volumetric water content | % | 2012-06-28 | 2025-11-09 | -5 | 16 | 1 | 5
516 | LEO-E_16_-4_1_5TM | 5TM | 6 | VWC | Volumetric water content | % | 2012-06-28 | 2021-07-23 | -4 | 16 | 1 | 5
518 | LEO-E_16_-3_1_5TM | 5TM | 6 | VWC | Volumetric water content | % | 2012-06-28 | present | -3 | 16 | 1 | 5
520 | LEO-E_16_-2_1_5TM | 5TM | 6 | VWC | Volumetric water content | % | 2012-06-28 | 2018-09-19 | -2 | 16 | 1 | 5
522 | LEO-E_16_-1_1_5TM | 5TM | 6 | VWC | Volumetric water content | % | 2012-06-28 | 2021-05-02 | -1 | 16 | 1 | 5
524 | LEO-E_16_-5_2_5TM | 5TM | 6 | VWC | Volumetric water content | % | 2012-06-28 | 2020-11-05 | -5 | 16 | 2 | 20
526 | LEO-E_16_-4_2_5TM | 5TM | 6 | VWC | Volumetric water content | % | 2012-06-28 | present | -4 | 16 | 2 | 20
528 | LEO-E_16_-3_2_5TM | 5TM | 6 | VWC | Volumetric water content | % | 2012-06-28 | 2019-07-13 | -3 | 16 | 2 | 20
530 | LEO-E_16_-2_2_5TM | 5TM | 6 | VWC | Volumetric water content | % | 2012-06-28 | 2020-05-10 | -2 | 16 | 2 | 20
532 | LEO-E_16_-1_2_5TM | 5TM | 6 | VWC | Volumetric water content | % | 2012-06-28 | 2025-07-30 | -1 | 16 | 2 | 20
534 | LEO-E_16_-5_4_5TM | 5TM | 6 | VWC | Volumetric water content | % | 2012-06-28 | present | -5 | 16 | 4 | 50
536 | LEO-E_16_-4_3_5TM | 5TM | 6 | VWC | Volumetric water content | % | 2012-06-28 | present | -4 | 16 | 3 | 35
538 | LEO-E_16_-3_4_5TM | 5TM | 6 | VWC | Volumetric water content | % | 2012-06-28 | present | -3 | 16 | 4 | 50
540 | LEO-E_16_-2_3_5TM | 5TM | 6 | VWC | Volumetric water content | % | 2012-06-28 | 2025-06-04 | -2 | 16 | 3 | 35
542 | LEO-E_16_-1_4_5TM | 5TM | 6 | VWC | Volumetric water content | % | 2012-06-28 | present | -1 | 16 | 4 | 50
544 | LEO-E_14_1_1_5TM | 5TM | 6 | VWC | Volumetric water content | % | 2012-06-28 | 2018-09-19 | 1 | 14 | 1 | 5
546 | LEO-E_14_2_1_5TM | 5TM | 6 | VWC | Volumetric water content | % | 2012-06-28 | 2022-06-29 | 2 | 14 | 1 | 5
548 | LEO-E_14_3_1_5TM | 5TM | 6 | VWC | Volumetric water content | % | 2012-06-28 | 2025-05-07 | 3 | 14 | 1 | 5
550 | LEO-E_14_4_1_5TM | 5TM | 6 | VWC | Volumetric water content | % | 2012-06-28 | 2019-05-04 | 4 | 14 | 1 | 5
552 | LEO-E_14_5_1_5TM | 5TM | 6 | VWC | Volumetric water content | % | 2012-06-28 | 2019-09-16 | 5 | 14 | 1 | 5
554 | LEO-E_14_1_2_5TM | 5TM | 6 | VWC | Volumetric water content | % | 2012-06-28 | 2019-09-16 | 1 | 14 | 2 | 20
556 | LEO-E_14_2_2_5TM | 5TM | 6 | VWC | Volumetric water content | % | 2012-06-28 | 2019-09-16 | 2 | 14 | 2 | 20
558 | LEO-E_14_3_2_5TM | 5TM | 6 | VWC | Volumetric water content | % | 2012-06-28 | 2023-12-07 | 3 | 14 | 2 | 20
560 | LEO-E_14_4_2_5TM | 5TM | 6 | VWC | Volumetric water content | % | 2012-06-28 | 2022-05-16 | 4 | 14 | 2 | 20
562 | LEO-E_14_5_2_5TM | 5TM | 6 | VWC | Volumetric water content | % | 2012-06-28 | 2020-06-11 | 5 | 14 | 2 | 20
564 | LEO-E_14_1_3_5TM | 5TM | 6 | VWC | Volumetric water content | % | 2012-06-28 | 2018-09-19 | 1 | 14 | 3 | 35
566 | LEO-E_14_2_4_5TM | 5TM | 6 | VWC | Volumetric water content | % | 2012-06-28 | 2017-03-01 | 2 | 14 | 4 | 50
568 | LEO-E_14_3_3_5TM | 5TM | 6 | VWC | Volumetric water content | % | 2012-06-28 | present | 3 | 14 | 3 | 35
570 | LEO-E_14_4_4_5TM | 5TM | 6 | VWC | Volumetric water content | % | 2012-06-28 | 2021-09-17 | 4 | 14 | 4 | 50
572 | LEO-E_14_5_3_5TM | 5TM | 6 | VWC | Volumetric water content | % | 2012-06-28 | 2019-06-20 | 5 | 14 | 3 | 35
574 | LEO-E_14_2_5_5TM | 5TM | 6 | VWC | Volumetric water content | % | 2012-06-28 | 2016-07-30 | 2 | 14 | 5 | 85
576 | LEO-E_14_4_5_5TM | 5TM | 6 | VWC | Volumetric water content | % | 2012-06-28 | present | 4 | 14 | 5 | 85
578 | LEO-E_16_1_1_5TM | 5TM | 6 | VWC | Volumetric water content | % | 2012-06-28 | 2025-07-23 | 1 | 16 | 1 | 5
580 | LEO-E_16_2_1_5TM | 5TM | 6 | VWC | Volumetric water content | % | 2012-06-28 | 2018-09-19 | 2 | 16 | 1 | 5
582 | LEO-E_16_3_1_5TM | 5TM | 6 | VWC | Volumetric water content | % | 2012-06-28 | 2021-05-15 | 3 | 16 | 1 | 5
584 | LEO-E_16_4_1_5TM | 5TM | 6 | VWC | Volumetric water content | % | 2012-06-28 | 2018-09-19 | 4 | 16 | 1 | 5
586 | LEO-E_16_5_1_5TM | 5TM | 6 | VWC | Volumetric water content | % | 2012-06-28 | 2019-01-31 | 5 | 16 | 1 | 5
588 | LEO-E_16_1_2_5TM | 5TM | 6 | VWC | Volumetric water content | % | 2012-06-28 | present | 1 | 16 | 2 | 20
590 | LEO-E_16_2_2_5TM | 5TM | 6 | VWC | Volumetric water content | % | 2012-06-28 | present | 2 | 16 | 2 | 20
592 | LEO-E_16_3_2_5TM | 5TM | 6 | VWC | Volumetric water content | % | 2012-06-28 | 2019-01-08 | 3 | 16 | 2 | 20
594 | LEO-E_16_4_2_5TM | 5TM | 6 | VWC | Volumetric water content | % | 2012-06-28 | 2018-09-19 | 4 | 16 | 2 | 20
596 | LEO-E_16_5_2_5TM | 5TM | 6 | VWC | Volumetric water content | % | 2012-06-28 | 2025-07-29 | 5 | 16 | 2 | 20
598 | LEO-E_16_1_4_5TM | 5TM | 6 | VWC | Volumetric water content | % | 2012-06-28 | present | 1 | 16 | 4 | 50
600 | LEO-E_16_2_3_5TM | 5TM | 6 | VWC | Volumetric water content | % | 2012-06-28 | 2024-07-29 | 2 | 16 | 3 | 35
602 | LEO-E_16_3_4_5TM | 5TM | 6 | VWC | Volumetric water content | % | 2012-06-28 | 2024-07-28 | 3 | 16 | 4 | 50
604 | LEO-E_16_4_3_5TM | 5TM | 6 | VWC | Volumetric water content | % | 2012-06-28 | 2021-06-17 | 4 | 16 | 3 | 35
606 | LEO-E_16_5_4_5TM | 5TM | 6 | VWC | Volumetric water content | % | 2012-06-28 | present | 5 | 16 | 4 | 50
608 | LEO-E_18_-5_1_5TM | 5TM | 6 | VWC | Volumetric water content | % | 2012-06-28 | 2025-08-18 | -5 | 18 | 1 | 5
610 | LEO-E_18_-4_1_5TM | 5TM | 6 | VWC | Volumetric water content | % | 2012-06-28 | 2019-08-06 | -4 | 18 | 1 | 5
616 | LEO-E_18_-3_1_5TM | 5TM | 6 | VWC | Volumetric water content | % | 2012-06-28 | 2019-03-20 | -3 | 18 | 1 | 5
618 | LEO-E_18_-2_1_5TM | 5TM | 6 | VWC | Volumetric water content | % | 2012-06-28 | 2018-11-27 | -2 | 18 | 1 | 5
620 | LEO-E_18_-1_1_5TM | 5TM | 6 | VWC | Volumetric water content | % | 2012-06-28 | present | -1 | 18 | 1 | 5
623 | LEO-E_18_-5_2_5TM | 5TM | 6 | VWC | Volumetric water content | % | 2012-06-28 | 2022-03-29 | -5 | 18 | 2 | 20
625 | LEO-E_18_-4_2_5TM | 5TM | 6 | VWC | Volumetric water content | % | 2012-06-28 | 2024-09-19 | -4 | 18 | 2 | 20
628 | LEO-E_18_-3_2_5TM | 5TM | 6 | VWC | Volumetric water content | % | 2012-06-28 | 2018-09-19 | -3 | 18 | 2 | 20
630 | LEO-E_18_-2_2_5TM | 5TM | 6 | VWC | Volumetric water content | % | 2012-06-28 | 2013-08-19 | -2 | 18 | 2 | 20
632 | LEO-E_18_-1_2_5TM | 5TM | 6 | VWC | Volumetric water content | % | 2012-06-28 | 2021-02-11 | -1 | 18 | 2 | 20
635 | LEO-E_18_-5_3_5TM | 5TM | 6 | VWC | Volumetric water content | % | 2012-06-28 | 2018-10-23 | -5 | 18 | 3 | 35
637 | LEO-E_18_-4_4_5TM | 5TM | 6 | VWC | Volumetric water content | % | 2012-06-28 | present | -4 | 18 | 4 | 50
640 | LEO-E_18_-3_3_5TM | 5TM | 6 | VWC | Volumetric water content | % | 2012-06-28 | present | -3 | 18 | 3 | 35
642 | LEO-E_18_-2_4_5TM | 5TM | 6 | VWC | Volumetric water content | % | 2012-06-28 | 2025-03-03 | -2 | 18 | 4 | 50
644 | LEO-E_18_-1_3_5TM | 5TM | 6 | VWC | Volumetric water content | % | 2012-06-28 | 2021-06-12 | -1 | 18 | 3 | 35
647 | LEO-E_18_-4_5_5TM | 5TM | 6 | VWC | Volumetric water content | % | 2012-06-28 | present | -4 | 18 | 5 | 85
649 | LEO-E_18_-2_5_5TM | 5TM | 6 | VWC | Volumetric water content | % | 2012-06-28 | 2018-10-21 | -2 | 18 | 5 | 85
651 | LEO-E_20_-5_1_5TM | 5TM | 6 | VWC | Volumetric water content | % | 2012-06-28 | 2018-10-20 | -5 | 20 | 1 | 5
653 | LEO-E_20_-4_1_5TM | 5TM | 6 | VWC | Volumetric water content | % | 2012-06-28 | 2023-05-30 | -4 | 20 | 1 | 5
655 | LEO-E_20_-3_1_5TM | 5TM | 6 | VWC | Volumetric water content | % | 2012-06-28 | 2019-06-18 | -3 | 20 | 1 | 5
657 | LEO-E_20_-2_1_5TM | 5TM | 6 | VWC | Volumetric water content | % | 2012-06-28 | 2018-10-30 | -2 | 20 | 1 | 5
659 | LEO-E_20_-1_1_5TM | 5TM | 6 | VWC | Volumetric water content | % | 2012-06-28 | 2020-06-29 | -1 | 20 | 1 | 5
661 | LEO-E_20_-5_2_5TM | 5TM | 6 | VWC | Volumetric water content | % | 2012-06-28 | 2019-04-22 | -5 | 20 | 2 | 20
663 | LEO-E_20_-4_2_5TM | 5TM | 6 | VWC | Volumetric water content | % | 2012-06-28 | 2019-07-08 | -4 | 20 | 2 | 20
665 | LEO-E_20_-3_2_5TM | 5TM | 6 | VWC | Volumetric water content | % | 2012-06-28 | 2018-09-19 | -3 | 20 | 2 | 20
667 | LEO-E_20_-2_2_5TM | 5TM | 6 | VWC | Volumetric water content | % | 2012-06-28 | 2021-04-27 | -2 | 20 | 2 | 20
669 | LEO-E_20_-1_2_5TM | 5TM | 6 | VWC | Volumetric water content | % | 2012-06-28 | 2023-04-05 | -1 | 20 | 2 | 20
671 | LEO-E_20_-5_4_5TM | 5TM | 6 | VWC | Volumetric water content | % | 2012-06-28 | 2022-07-15 | -5 | 20 | 4 | 50
673 | LEO-E_20_-4_3_5TM | 5TM | 6 | VWC | Volumetric water content | % | 2012-06-28 | present | -4 | 20 | 3 | 35
675 | LEO-E_20_-3_4_5TM | 5TM | 6 | VWC | Volumetric water content | % | 2012-06-28 | 2022-07-27 | -3 | 20 | 4 | 50
677 | LEO-E_20_-2_3_5TM | 5TM | 6 | VWC | Volumetric water content | % | 2012-06-28 | present | -2 | 20 | 3 | 35
679 | LEO-E_20_-1_4_5TM | 5TM | 6 | VWC | Volumetric water content | % | 2012-06-28 | 2021-06-22 | -1 | 20 | 4 | 50
681 | LEO-E_18_1_1_5TM | 5TM | 6 | VWC | Volumetric water content | % | 2012-06-28 | 2018-09-19 | 1 | 18 | 1 | 5
684 | LEO-E_18_2_1_5TM | 5TM | 6 | VWC | Volumetric water content | % | 2012-06-28 | 2018-10-05 | 2 | 18 | 1 | 5
686 | LEO-E_18_3_1_5TM | 5TM | 6 | VWC | Volumetric water content | % | 2012-06-28 | present | 3 | 18 | 1 | 5
688 | LEO-E_18_4_1_5TM | 5TM | 6 | VWC | Volumetric water content | % | 2012-06-28 | 2019-09-12 | 4 | 18 | 1 | 5
694 | LEO-E_18_5_1_5TM | 5TM | 6 | VWC | Volumetric water content | % | 2012-06-28 | 2020-04-16 | 5 | 18 | 1 | 5
696 | LEO-E_18_1_2_5TM | 5TM | 6 | VWC | Volumetric water content | % | 2012-06-28 | present | 1 | 18 | 2 | 20
699 | LEO-E_18_2_2_5TM | 5TM | 6 | VWC | Volumetric water content | % | 2012-06-28 | 2018-09-19 | 2 | 18 | 2 | 20
701 | LEO-E_18_3_2_5TM | 5TM | 6 | VWC | Volumetric water content | % | 2012-06-28 | 2018-09-19 | 3 | 18 | 2 | 20
703 | LEO-E_18_4_2_5TM | 5TM | 6 | VWC | Volumetric water content | % | 2012-06-28 | 2025-06-11 | 4 | 18 | 2 | 20
706 | LEO-E_18_5_2_5TM | 5TM | 6 | VWC | Volumetric water content | % | 2012-06-28 | 2025-03-22 | 5 | 18 | 2 | 20
708 | LEO-E_18_1_3_5TM | 5TM | 6 | VWC | Volumetric water content | % | 2012-06-28 | present | 1 | 18 | 3 | 35
711 | LEO-E_18_2_4_5TM | 5TM | 6 | VWC | Volumetric water content | % | 2012-06-28 | present | 2 | 18 | 4 | 50
713 | LEO-E_18_3_3_5TM | 5TM | 6 | VWC | Volumetric water content | % | 2012-06-28 | present | 3 | 18 | 3 | 35
715 | LEO-E_18_4_4_5TM | 5TM | 6 | VWC | Volumetric water content | % | 2012-06-28 | present | 4 | 18 | 4 | 50
718 | LEO-E_18_5_3_5TM | 5TM | 6 | VWC | Volumetric water content | % | 2012-06-28 | 2025-07-18 | 5 | 18 | 3 | 35
720 | LEO-E_18_2_5_5TM | 5TM | 6 | VWC | Volumetric water content | % | 2012-06-28 | 2021-08-03 | 2 | 18 | 5 | 85
722 | LEO-E_18_4_5_5TM | 5TM | 6 | VWC | Volumetric water content | % | 2012-06-28 | 2018-09-19 | 4 | 18 | 5 | 85
724 | LEO-E_20_1_1_5TM | 5TM | 6 | VWC | Volumetric water content | % | 2012-06-28 | 2021-04-12 | 1 | 20 | 1 | 5
726 | LEO-E_20_2_1_5TM | 5TM | 6 | VWC | Volumetric water content | % | 2012-06-28 | 2019-09-25 | 2 | 20 | 1 | 5
728 | LEO-E_20_3_1_5TM | 5TM | 6 | VWC | Volumetric water content | % | 2012-06-28 | present | 3 | 20 | 1 | 5
730 | LEO-E_20_4_1_5TM | 5TM | 6 | VWC | Volumetric water content | % | 2012-06-28 | 2020-04-10 | 4 | 20 | 1 | 5
732 | LEO-E_20_5_1_5TM | 5TM | 6 | VWC | Volumetric water content | % | 2012-06-28 | 2018-09-19 | 5 | 20 | 1 | 5
734 | LEO-E_20_1_2_5TM | 5TM | 6 | VWC | Volumetric water content | % | 2012-06-28 | 2018-09-19 | 1 | 20 | 2 | 20
736 | LEO-E_20_2_2_5TM | 5TM | 6 | VWC | Volumetric water content | % | 2012-06-28 | 2019-06-17 | 2 | 20 | 2 | 20
738 | LEO-E_20_3_2_5TM | 5TM | 6 | VWC | Volumetric water content | % | 2012-06-28 | 2020-11-10 | 3 | 20 | 2 | 20
740 | LEO-E_20_4_2_5TM | 5TM | 6 | VWC | Volumetric water content | % | 2012-06-28 | 2020-09-05 | 4 | 20 | 2 | 20
742 | LEO-E_20_5_2_5TM | 5TM | 6 | VWC | Volumetric water content | % | 2012-06-28 | 2019-05-23 | 5 | 20 | 2 | 20
744 | LEO-E_20_1_4_5TM | 5TM | 6 | VWC | Volumetric water content | % | 2012-06-28 | present | 1 | 20 | 4 | 50
746 | LEO-E_20_2_3_5TM | 5TM | 6 | VWC | Volumetric water content | % | 2012-06-28 | present | 2 | 20 | 3 | 35
748 | LEO-E_20_3_4_5TM | 5TM | 6 | VWC | Volumetric water content | % | 2012-06-28 | present | 3 | 20 | 4 | 50
750 | LEO-E_20_4_3_5TM | 5TM | 6 | VWC | Volumetric water content | % | 2012-06-28 | 2020-11-10 | 4 | 20 | 3 | 35
752 | LEO-E_20_5_4_5TM | 5TM | 6 | VWC | Volumetric water content | % | 2012-06-28 | 2022-01-24 | 5 | 20 | 4 | 50
754 | LEO-E_16_0_1_5TM | 5TM | 6 | VWC | Volumetric water content | % | 2012-06-28 | 2021-01-06 | 0 | 16 | 1 | 5
756 | LEO-E_16_0_2_5TM | 5TM | 6 | VWC | Volumetric water content | % | 2012-06-28 | 2021-12-27 | 0 | 16 | 2 | 20
758 | LEO-E_16_0_3_5TM | 5TM | 6 | VWC | Volumetric water content | % | 2012-06-28 | present | 0 | 16 | 3 | 35
760 | LEO-E_18_0_1_5TM | 5TM | 6 | VWC | Volumetric water content | % | 2012-06-28 | 2025-09-18 | 0 | 18 | 1 | 5
764 | LEO-E_18_0_2_5TM | 5TM | 6 | VWC | Volumetric water content | % | 2012-06-28 | 2019-07-17 | 0 | 18 | 2 | 20
766 | LEO-E_18_0_4_5TM | 5TM | 6 | VWC | Volumetric water content | % | 2012-06-28 | present | 0 | 18 | 4 | 50
768 | LEO-E_18_0_5_5TM | 5TM | 6 | VWC | Volumetric water content | % | 2012-06-28 | 2017-08-01 | 0 | 18 | 5 | 85
770 | LEO-E_20_0_1_5TM | 5TM | 6 | VWC | Volumetric water content | % | 2012-06-28 | 2013-06-11 | 0 | 20 | 1 | 5
772 | LEO-E_20_0_2_5TM | 5TM | 6 | VWC | Volumetric water content | % | 2012-06-28 | present | 0 | 20 | 2 | 20
774 | LEO-E_20_0_3_5TM | 5TM | 6 | VWC | Volumetric water content | % | 2012-06-28 | 2017-08-01 | 0 | 20 | 3 | 35
776 | LEO-E_22_0_1_5TM | 5TM | 6 | VWC | Volumetric water content | % | 2012-06-28 | present | 0 | 22 | 1 | 5
778 | LEO-E_22_0_2_5TM | 5TM | 6 | VWC | Volumetric water content | % | 2012-06-28 | 2020-03-03 | 0 | 22 | 2 | 20
780 | LEO-E_22_0_4_5TM | 5TM | 6 | VWC | Volumetric water content | % | 2012-06-28 | 2013-07-14 | 0 | 22 | 4 | 50
782 | LEO-E_22_0_5_5TM | 5TM | 6 | VWC | Volumetric water content | % | 2012-06-28 | present | 0 | 22 | 5 | 85
784 | LEO-E_24_0_1_5TM | 5TM | 6 | VWC | Volumetric water content | % | 2012-06-28 | 2019-01-13 | 0 | 24 | 1 | 5
789 | LEO-E_24_0_2_5TM | 5TM | 6 | VWC | Volumetric water content | % | 2012-06-28 | 2018-09-16 | 0 | 24 | 2 | 20
791 | LEO-E_24_0_3_5TM | 5TM | 6 | VWC | Volumetric water content | % | 2012-06-28 | 2022-07-22 | 0 | 24 | 3 | 35
793 | LEO-E_26_0_1_5TM | 5TM | 6 | VWC | Volumetric water content | % | 2012-06-28 | 2019-02-25 | 0 | 26 | 1 | 5
795 | LEO-E_26_0_2_5TM | 5TM | 6 | VWC | Volumetric water content | % | 2012-06-28 | 2019-12-04 | 0 | 26 | 2 | 20
797 | LEO-E_26_0_4_5TM | 5TM | 6 | VWC | Volumetric water content | % | 2012-06-28 | 2024-10-18 | 0 | 26 | 4 | 50
799 | LEO-E_26_0_5_5TM | 5TM | 6 | VWC | Volumetric water content | % | 2012-06-28 | 2023-02-10 | 0 | 26 | 5 | 85
801 | LEO-E_28_0_1_5TM | 5TM | 6 | VWC | Volumetric water content | % | 2012-06-28 | 2019-10-15 | 0 | 28 | 1 | 5
803 | LEO-E_28_0_2_5TM | 5TM | 6 | VWC | Volumetric water content | % | 2012-06-28 | 2020-02-15 | 0 | 28 | 2 | 20
805 | LEO-E_28_0_3_5TM | 5TM | 6 | VWC | Volumetric water content | % | 2012-06-28 | present | 0 | 28 | 3 | 35
807 | LEO-E_22_-5_1_5TM | 5TM | 6 | VWC | Volumetric water content | % | 2012-06-28 | 2022-11-26 | -5 | 22 | 1 | 5
809 | LEO-E_22_-4_1_5TM | 5TM | 6 | VWC | Volumetric water content | % | 2012-06-28 | 2024-08-21 | -4 | 22 | 1 | 5
811 | LEO-E_22_-3_1_5TM | 5TM | 6 | VWC | Volumetric water content | % | 2012-06-28 | 2023-05-30 | -3 | 22 | 1 | 5
813 | LEO-E_22_-2_1_5TM | 5TM | 6 | VWC | Volumetric water content | % | 2012-06-28 | 2020-09-03 | -2 | 22 | 1 | 5
815 | LEO-E_22_-1_1_5TM | 5TM | 6 | VWC | Volumetric water content | % | 2012-06-28 | 2019-09-30 | -1 | 22 | 1 | 5
817 | LEO-E_22_-5_2_5TM | 5TM | 6 | VWC | Volumetric water content | % | 2012-06-28 | 2021-07-07 | -5 | 22 | 2 | 20
819 | LEO-E_22_-4_2_5TM | 5TM | 6 | VWC | Volumetric water content | % | 2012-06-28 | 2024-07-31 | -4 | 22 | 2 | 20
821 | LEO-E_22_-3_2_5TM | 5TM | 6 | VWC | Volumetric water content | % | 2012-06-28 | 2021-05-23 | -3 | 22 | 2 | 20
823 | LEO-E_22_-2_2_5TM | 5TM | 6 | VWC | Volumetric water content | % | 2012-06-28 | 2018-08-15 | -2 | 22 | 2 | 20
825 | LEO-E_22_-1_2_5TM | 5TM | 6 | VWC | Volumetric water content | % | 2012-06-28 | 2021-06-27 | -1 | 22 | 2 | 20
827 | LEO-E_22_-5_3_5TM | 5TM | 6 | VWC | Volumetric water content | % | 2012-06-28 | 2021-06-20 | -5 | 22 | 3 | 35
829 | LEO-E_22_-4_4_5TM | 5TM | 6 | VWC | Volumetric water content | % | 2012-06-28 | 2025-06-10 | -4 | 22 | 4 | 50
831 | LEO-E_22_-3_3_5TM | 5TM | 6 | VWC | Volumetric water content | % | 2012-06-28 | present | -3 | 22 | 3 | 35
833 | LEO-E_22_-2_4_5TM | 5TM | 6 | VWC | Volumetric water content | % | 2012-06-28 | present | -2 | 22 | 4 | 50
835 | LEO-E_22_-1_3_5TM | 5TM | 6 | VWC | Volumetric water content | % | 2012-06-28 | 2018-03-06 | -1 | 22 | 3 | 35
837 | LEO-E_22_-4_5_5TM | 5TM | 6 | VWC | Volumetric water content | % | 2012-06-28 | 2021-06-19 | -4 | 22 | 5 | 85
839 | LEO-E_22_-2_5_5TM | 5TM | 6 | VWC | Volumetric water content | % | 2012-06-28 | present | -2 | 22 | 5 | 85
841 | LEO-E_24_-5_1_5TM | 5TM | 6 | VWC | Volumetric water content | % | 2012-06-28 | 2018-08-15 | -5 | 24 | 1 | 5
843 | LEO-E_24_-4_1_5TM | 5TM | 6 | VWC | Volumetric water content | % | 2012-06-28 | 2019-01-05 | -4 | 24 | 1 | 5
849 | LEO-E_24_-3_1_5TM | 5TM | 6 | VWC | Volumetric water content | % | 2012-06-28 | 2019-10-14 | -3 | 24 | 1 | 5
851 | LEO-E_24_-2_1_5TM | 5TM | 6 | VWC | Volumetric water content | % | 2012-06-28 | 2018-10-06 | -2 | 24 | 1 | 5
853 | LEO-E_24_-1_1_5TM | 5TM | 6 | VWC | Volumetric water content | % | 2012-06-28 | 2023-12-17 | -1 | 24 | 1 | 5
856 | LEO-E_24_-5_2_5TM | 5TM | 6 | VWC | Volumetric water content | % | 2012-06-28 | 2023-05-30 | -5 | 24 | 2 | 20
858 | LEO-E_24_-4_2_5TM | 5TM | 6 | VWC | Volumetric water content | % | 2012-06-28 | 2019-04-07 | -4 | 24 | 2 | 20
861 | LEO-E_24_-3_2_5TM | 5TM | 6 | VWC | Volumetric water content | % | 2012-06-28 | 2021-06-27 | -3 | 24 | 2 | 20
863 | LEO-E_24_-2_2_5TM | 5TM | 6 | VWC | Volumetric water content | % | 2012-06-28 | 2021-02-28 | -2 | 24 | 2 | 20
865 | LEO-E_24_-1_2_5TM | 5TM | 6 | VWC | Volumetric water content | % | 2012-06-28 | 2021-12-24 | -1 | 24 | 2 | 20
868 | LEO-E_24_-5_4_5TM | 5TM | 6 | VWC | Volumetric water content | % | 2012-06-28 | present | -5 | 24 | 4 | 50
870 | LEO-E_24_-4_3_5TM | 5TM | 6 | VWC | Volumetric water content | % | 2012-06-28 | present | -4 | 24 | 3 | 35
873 | LEO-E_24_-3_4_5TM | 5TM | 6 | VWC | Volumetric water content | % | 2012-06-28 | 2018-08-15 | -3 | 24 | 4 | 50
875 | LEO-E_24_-2_3_5TM | 5TM | 6 | VWC | Volumetric water content | % | 2012-06-28 | present | -2 | 24 | 3 | 35
877 | LEO-E_24_-1_4_5TM | 5TM | 6 | VWC | Volumetric water content | % | 2012-06-28 | present | -1 | 24 | 4 | 50
880 | LEO-E_22_1_1_5TM | 5TM | 6 | VWC | Volumetric water content | % | 2012-06-28 | 2021-02-11 | 1 | 22 | 1 | 5
882 | LEO-E_22_2_1_5TM | 5TM | 6 | VWC | Volumetric water content | % | 2012-06-28 | 2021-04-27 | 2 | 22 | 1 | 5
884 | LEO-E_22_3_1_5TM | 5TM | 6 | VWC | Volumetric water content | % | 2012-06-28 | 2020-08-07 | 3 | 22 | 1 | 5
886 | LEO-E_22_4_1_5TM | 5TM | 6 | VWC | Volumetric water content | % | 2012-06-28 | 2018-08-15 | 4 | 22 | 1 | 5
888 | LEO-E_22_5_1_5TM | 5TM | 6 | VWC | Volumetric water content | % | 2012-06-28 | 2025-06-11 | 5 | 22 | 1 | 5
890 | LEO-E_22_1_2_5TM | 5TM | 6 | VWC | Volumetric water content | % | 2012-06-28 | present | 1 | 22 | 2 | 20
892 | LEO-E_22_2_2_5TM | 5TM | 6 | VWC | Volumetric water content | % | 2012-06-28 | present | 2 | 22 | 2 | 20
894 | LEO-E_22_3_2_5TM | 5TM | 6 | VWC | Volumetric water content | % | 2012-06-28 | present | 3 | 22 | 2 | 20
896 | LEO-E_22_4_2_5TM | 5TM | 6 | VWC | Volumetric water content | % | 2012-06-28 | present | 4 | 22 | 2 | 20
898 | LEO-E_22_5_2_5TM | 5TM | 6 | VWC | Volumetric water content | % | 2012-06-28 | 2025-04-23 | 5 | 22 | 2 | 20
900 | LEO-E_22_1_3_5TM | 5TM | 6 | VWC | Volumetric water content | % | 2012-06-28 | 2021-04-30 | 1 | 22 | 3 | 35
902 | LEO-E_22_2_4_5TM | 5TM | 6 | VWC | Volumetric water content | % | 2012-06-28 | 2018-08-15 | 2 | 22 | 4 | 50
904 | LEO-E_22_3_3_5TM | 5TM | 6 | VWC | Volumetric water content | % | 2012-06-28 | 2025-06-04 | 3 | 22 | 3 | 35
906 | LEO-E_22_4_4_5TM | 5TM | 6 | VWC | Volumetric water content | % | 2012-06-28 | present | 4 | 22 | 4 | 50
908 | LEO-E_22_5_3_5TM | 5TM | 6 | VWC | Volumetric water content | % | 2012-06-28 | present | 5 | 22 | 3 | 35
910 | LEO-E_22_2_5_5TM | 5TM | 6 | VWC | Volumetric water content | % | 2012-06-28 | present | 2 | 22 | 5 | 85
912 | LEO-E_22_4_5_5TM | 5TM | 6 | VWC | Volumetric water content | % | 2012-06-28 | present | 4 | 22 | 5 | 85
914 | LEO-E_24_1_1_5TM | 5TM | 6 | VWC | Volumetric water content | % | 2012-06-28 | 2014-04-30 | 1 | 24 | 1 | 5
917 | LEO-E_24_2_1_5TM | 5TM | 6 | VWC | Volumetric water content | % | 2012-06-28 | 2022-12-24 | 2 | 24 | 1 | 5
919 | LEO-E_24_3_1_5TM | 5TM | 6 | VWC | Volumetric water content | % | 2012-06-28 | 2020-06-29 | 3 | 24 | 1 | 5
921 | LEO-E_24_4_1_5TM | 5TM | 6 | VWC | Volumetric water content | % | 2012-06-28 | 2020-09-06 | 4 | 24 | 1 | 5
927 | LEO-E_24_5_1_5TM | 5TM | 6 | VWC | Volumetric water content | % | 2012-06-28 | 2019-02-23 | 5 | 24 | 1 | 5
929 | LEO-E_24_1_2_5TM | 5TM | 6 | VWC | Volumetric water content | % | 2012-06-28 | 2023-04-27 | 1 | 24 | 2 | 20
932 | LEO-E_24_2_2_5TM | 5TM | 6 | VWC | Volumetric water content | % | 2012-06-28 | 2019-04-07 | 2 | 24 | 2 | 20
934 | LEO-E_24_3_2_5TM | 5TM | 6 | VWC | Volumetric water content | % | 2012-06-28 | 2024-01-30 | 3 | 24 | 2 | 20
936 | LEO-E_24_4_2_5TM | 5TM | 6 | VWC | Volumetric water content | % | 2012-06-28 | present | 4 | 24 | 2 | 20
939 | LEO-E_24_5_2_5TM | 5TM | 6 | VWC | Volumetric water content | % | 2012-06-28 | 2025-06-04 | 5 | 24 | 2 | 20
941 | LEO-E_24_1_4_5TM | 5TM | 6 | VWC | Volumetric water content | % | 2012-06-28 | present | 1 | 24 | 4 | 50
944 | LEO-E_24_2_3_5TM | 5TM | 6 | VWC | Volumetric water content | % | 2012-06-28 | present | 2 | 24 | 3 | 35
946 | LEO-E_24_3_4_5TM | 5TM | 6 | VWC | Volumetric water content | % | 2012-06-28 | 2021-05-27 | 3 | 24 | 4 | 50
948 | LEO-E_24_4_3_5TM | 5TM | 6 | VWC | Volumetric water content | % | 2012-06-28 | 2018-08-15 | 4 | 24 | 3 | 35
951 | LEO-E_24_5_4_5TM | 5TM | 6 | VWC | Volumetric water content | % | 2012-06-28 | present | 5 | 24 | 4 | 50
953 | LEO-E_26_-5_1_5TM | 5TM | 6 | VWC | Volumetric water content | % | 2012-06-28 | 2018-08-15 | -5 | 26 | 1 | 5
955 | LEO-E_26_-4_1_5TM | 5TM | 6 | VWC | Volumetric water content | % | 2012-06-28 | 2019-08-07 | -4 | 26 | 1 | 5
957 | LEO-E_26_-3_1_5TM | 5TM | 6 | VWC | Volumetric water content | % | 2012-06-28 | 2018-08-15 | -3 | 26 | 1 | 5
959 | LEO-E_26_-2_1_5TM | 5TM | 6 | VWC | Volumetric water content | % | 2012-06-28 | 2019-04-09 | -2 | 26 | 1 | 5
961 | LEO-E_26_-1_1_5TM | 5TM | 6 | VWC | Volumetric water content | % | 2012-06-28 | 2021-03-11 | -1 | 26 | 1 | 5
963 | LEO-E_26_-5_2_5TM | 5TM | 6 | VWC | Volumetric water content | % | 2012-06-28 | 2018-08-15 | -5 | 26 | 2 | 20
965 | LEO-E_26_-4_2_5TM | 5TM | 6 | VWC | Volumetric water content | % | 2012-06-28 | 2018-08-15 | -4 | 26 | 2 | 20
967 | LEO-E_26_-3_2_5TM | 5TM | 6 | VWC | Volumetric water content | % | 2012-06-28 | 2023-07-04 | -3 | 26 | 2 | 20
969 | LEO-E_26_-2_2_5TM | 5TM | 6 | VWC | Volumetric water content | % | 2012-06-28 | 2022-07-23 | -2 | 26 | 2 | 20
971 | LEO-E_26_-1_2_5TM | 5TM | 6 | VWC | Volumetric water content | % | 2012-06-28 | present | -1 | 26 | 2 | 20
973 | LEO-E_26_-5_3_5TM | 5TM | 6 | VWC | Volumetric water content | % | 2012-06-28 | 2017-01-12 | -5 | 26 | 3 | 35
975 | LEO-E_26_-4_4_5TM | 5TM | 6 | VWC | Volumetric water content | % | 2012-06-28 | present | -4 | 26 | 4 | 50
977 | LEO-E_26_-3_3_5TM | 5TM | 6 | VWC | Volumetric water content | % | 2012-06-28 | 2012-12-31 | -3 | 26 | 3 | 35
979 | LEO-E_26_-2_4_5TM | 5TM | 6 | VWC | Volumetric water content | % | 2012-06-28 | 2021-03-11 | -2 | 26 | 4 | 50
981 | LEO-E_26_-1_3_5TM | 5TM | 6 | VWC | Volumetric water content | % | 2012-06-28 | 2018-08-15 | -1 | 26 | 3 | 35
983 | LEO-E_26_-2_5_5TM | 5TM | 6 | VWC | Volumetric water content | % | 2012-10-29 | 2016-01-15 | -2 | 26 | 5 | 85
985 | LEO-E_28_-5_1_5TM | 5TM | 6 | VWC | Volumetric water content | % | 2012-06-28 | 2019-11-01 | -5 | 28 | 1 | 5
987 | LEO-E_28_-4_1_5TM | 5TM | 6 | VWC | Volumetric water content | % | 2012-06-28 | 2018-08-15 | -4 | 28 | 1 | 5
989 | LEO-E_28_-3_1_5TM | 5TM | 6 | VWC | Volumetric water content | % | 2012-06-28 | 2020-12-01 | -3 | 28 | 1 | 5
991 | LEO-E_28_-2_1_5TM | 5TM | 6 | VWC | Volumetric water content | % | 2012-06-28 | 2023-02-10 | -2 | 28 | 1 | 5
993 | LEO-E_28_-1_1_5TM | 5TM | 6 | VWC | Volumetric water content | % | 2012-06-28 | 2022-12-12 | -1 | 28 | 1 | 5
995 | LEO-E_28_-5_2_5TM | 5TM | 6 | VWC | Volumetric water content | % | 2012-06-28 | 2024-10-14 | -5 | 28 | 2 | 20
997 | LEO-E_28_-4_2_5TM | 5TM | 6 | VWC | Volumetric water content | % | 2012-06-28 | 2022-03-29 | -4 | 28 | 2 | 20
999 | LEO-E_28_-3_2_5TM | 5TM | 6 | VWC | Volumetric water content | % | 2012-06-28 | present | -3 | 28 | 2 | 20
1001 | LEO-E_28_-2_2_5TM | 5TM | 6 | VWC | Volumetric water content | % | 2012-06-28 | present | -2 | 28 | 2 | 20
1003 | LEO-E_28_-1_2_5TM | 5TM | 6 | VWC | Volumetric water content | % | 2012-06-28 | 2023-04-27 | -1 | 28 | 2 | 20
1005 | LEO-E_28_-5_4_5TM | 5TM | 6 | VWC | Volumetric water content | % | 2012-06-28 | 2021-10-27 | -5 | 28 | 4 | 50
1007 | LEO-E_28_-4_3_5TM | 5TM | 6 | VWC | Volumetric water content | % | 2012-06-28 | 2021-10-06 | -4 | 28 | 3 | 35
1009 | LEO-E_28_-3_4_5TM | 5TM | 6 | VWC | Volumetric water content | % | 2012-06-28 | 2022-12-12 | -3 | 28 | 4 | 50
1011 | LEO-E_28_-2_3_5TM | 5TM | 6 | VWC | Volumetric water content | % | 2012-06-28 | 2020-04-30 | -2 | 28 | 3 | 35
1013 | LEO-E_28_-1_4_5TM | 5TM | 6 | VWC | Volumetric water content | % | 2012-06-28 | 2020-07-30 | -1 | 28 | 4 | 50
1015 | LEO-E_26_1_1_5TM | 5TM | 6 | VWC | Volumetric water content | % | 2012-07-16 | 2019-03-22 | 1 | 26 | 1 | 5
1017 | LEO-E_26_2_1_5TM | 5TM | 6 | VWC | Volumetric water content | % | 2012-06-28 | 2020-05-10 | 2 | 26 | 1 | 5
1019 | LEO-E_26_3_1_5TM | 5TM | 6 | VWC | Volumetric water content | % | 2012-06-28 | 2018-03-06 | 3 | 26 | 1 | 5
1021 | LEO-E_26_4_1_5TM | 5TM | 6 | VWC | Volumetric water content | % | 2012-06-28 | 2022-05-15 | 4 | 26 | 1 | 5
1023 | LEO-E_26_5_1_5TM | 5TM | 6 | VWC | Volumetric water content | % | 2012-06-28 | 2023-05-04 | 5 | 26 | 1 | 5
1025 | LEO-E_26_1_2_5TM | 5TM | 6 | VWC | Volumetric water content | % | 2012-07-16 | 2016-12-22 | 1 | 26 | 2 | 20
1027 | LEO-E_26_2_2_5TM | 5TM | 6 | VWC | Volumetric water content | % | 2012-06-28 | 2020-11-21 | 2 | 26 | 2 | 20
1029 | LEO-E_26_3_2_5TM | 5TM | 6 | VWC | Volumetric water content | % | 2012-06-28 | 2026-01-04 | 3 | 26 | 2 | 20
1031 | LEO-E_26_4_2_5TM | 5TM | 6 | VWC | Volumetric water content | % | 2012-06-28 | 2017-08-22 | 4 | 26 | 2 | 20
1033 | LEO-E_26_5_2_5TM | 5TM | 6 | VWC | Volumetric water content | % | 2012-06-28 | 2026-01-04 | 5 | 26 | 2 | 20
1035 | LEO-E_26_1_3_5TM | 5TM | 6 | VWC | Volumetric water content | % | 2012-10-29 | 2018-01-02 | 1 | 26 | 3 | 35
1037 | LEO-E_26_2_4_5TM | 5TM | 6 | VWC | Volumetric water content | % | 2012-06-28 | 2026-01-04 | 2 | 26 | 4 | 50
1039 | LEO-E_26_3_3_5TM | 5TM | 6 | VWC | Volumetric water content | % | 2012-06-28 | 2026-01-04 | 3 | 26 | 3 | 35
1041 | LEO-E_26_4_4_5TM | 5TM | 6 | VWC | Volumetric water content | % | 2012-06-28 | present | 4 | 26 | 4 | 50
1043 | LEO-E_26_5_3_5TM | 5TM | 6 | VWC | Volumetric water content | % | 2012-06-28 | 2019-09-18 | 5 | 26 | 3 | 35
1045 | LEO-E_26_2_5_5TM | 5TM | 6 | VWC | Volumetric water content | % | 2012-06-28 | 2026-01-04 | 2 | 26 | 5 | 85
1047 | LEO-E_28_1_1_5TM | 5TM | 6 | VWC | Volumetric water content | % | 2012-06-28 | 2018-06-30 | 1 | 28 | 1 | 5
1049 | LEO-E_28_2_1_5TM | 5TM | 6 | VWC | Volumetric water content | % | 2012-06-28 | 2019-06-11 | 2 | 28 | 1 | 5
1051 | LEO-E_28_3_1_5TM | 5TM | 6 | VWC | Volumetric water content | % | 2012-06-28 | 2021-03-16 | 3 | 28 | 1 | 5
1053 | LEO-E_28_4_1_5TM | 5TM | 6 | VWC | Volumetric water content | % | 2012-06-28 | 2018-11-09 | 4 | 28 | 1 | 5
1055 | LEO-E_28_5_1_5TM | 5TM | 6 | VWC | Volumetric water content | % | 2012-06-28 | 2018-07-31 | 5 | 28 | 1 | 5
1057 | LEO-E_28_1_2_5TM | 5TM | 6 | VWC | Volumetric water content | % | 2012-06-28 | 2019-06-09 | 1 | 28 | 2 | 20
1059 | LEO-E_28_2_2_5TM | 5TM | 6 | VWC | Volumetric water content | % | 2012-06-28 | 2020-11-21 | 2 | 28 | 2 | 20
1061 | LEO-E_28_3_2_5TM | 5TM | 6 | VWC | Volumetric water content | % | 2012-06-28 | 2022-03-20 | 3 | 28 | 2 | 20
1063 | LEO-E_28_4_2_5TM | 5TM | 6 | VWC | Volumetric water content | % | 2012-06-28 | 2026-01-04 | 4 | 28 | 2 | 20
1065 | LEO-E_28_5_2_5TM | 5TM | 6 | VWC | Volumetric water content | % | 2012-06-28 | 2013-02-26 | 5 | 28 | 2 | 20
1067 | LEO-E_28_1_4_5TM | 5TM | 6 | VWC | Volumetric water content | % | 2012-06-28 | 2026-01-04 | 1 | 28 | 4 | 50
1069 | LEO-E_28_2_3_5TM | 5TM | 6 | VWC | Volumetric water content | % | 2012-06-28 | 2017-08-22 | 2 | 28 | 3 | 35
1071 | LEO-E_28_3_4_5TM | 5TM | 6 | VWC | Volumetric water content | % | 2012-06-28 | 2025-11-10 | 3 | 28 | 4 | 50
1073 | LEO-E_28_4_3_5TM | 5TM | 6 | VWC | Volumetric water content | % | 2012-06-28 | 2013-05-13 | 4 | 28 | 3 | 35
1075 | LEO-E_28_5_4_5TM | 5TM | 6 | VWC | Volumetric water content | % | 2012-06-28 | 2012-07-12 | 5 | 28 | 4 | 50

## MPS-2
SENSORID | SENSORCODE | SENSORTYPE | VARIABLEID | VARIABLECODE | VARIABLENAME | UNITS | Data From | Data End | X-across | Y-upslope | Depth level | Depth [cm]
2 | LEO-E_2_-5_1_MPS-2 | MPS-2 | 3 | soilTemp | Temperature | degC | 2012-06-28 | 2020-07-15 | -5 | 2 | 1 | 5
4 | LEO-E_2_-4_1_MPS-2 | MPS-2 | 3 | soilTemp | Temperature | degC | 2012-06-28 | 2018-12-20 | -4 | 2 | 1 | 5
6 | LEO-E_2_-3_1_MPS-2 | MPS-2 | 3 | soilTemp | Temperature | degC | 2012-06-28 | 2021-05-11 | -3 | 2 | 1 | 5
8 | LEO-E_2_-2_1_MPS-2 | MPS-2 | 3 | soilTemp | Temperature | degC | 2012-06-28 | 2020-07-07 | -2 | 2 | 1 | 5
10 | LEO-E_2_-1_1_MPS-2 | MPS-2 | 3 | soilTemp | Temperature | degC | 2012-06-28 | 2019-07-20 | -1 | 2 | 1 | 5
12 | LEO-E_2_-5_2_MPS-2 | MPS-2 | 3 | soilTemp | Temperature | degC | 2012-06-28 | present | -5 | 2 | 2 | 20
14 | LEO-E_2_-4_2_MPS-2 | MPS-2 | 3 | soilTemp | Temperature | degC | 2012-06-28 | 2019-10-08 | -4 | 2 | 2 | 20
16 | LEO-E_2_-3_2_MPS-2 | MPS-2 | 3 | soilTemp | Temperature | degC | 2012-06-28 | 2020-08-05 | -3 | 2 | 2 | 20
18 | LEO-E_2_-2_2_MPS-2 | MPS-2 | 3 | soilTemp | Temperature | degC | 2012-06-28 | 2020-08-17 | -2 | 2 | 2 | 20
20 | LEO-E_2_-1_2_MPS-2 | MPS-2 | 3 | soilTemp | Temperature | degC | 2012-06-28 | 2018-09-19 | -1 | 2 | 2 | 20
22 | LEO-E_2_-5_3_MPS-2 | MPS-2 | 3 | soilTemp | Temperature | degC | 2012-06-28 | present | -5 | 2 | 3 | 35
24 | LEO-E_2_-4_4_MPS-2 | MPS-2 | 3 | soilTemp | Temperature | degC | 2012-06-28 | present | -4 | 2 | 4 | 50
26 | LEO-E_2_-3_3_MPS-2 | MPS-2 | 3 | soilTemp | Temperature | degC | 2012-06-28 | 2018-09-19 | -3 | 2 | 3 | 35
28 | LEO-E_2_-2_4_MPS-2 | MPS-2 | 3 | soilTemp | Temperature | degC | 2012-06-28 | present | -2 | 2 | 4 | 50
30 | LEO-E_2_-1_3_MPS-2 | MPS-2 | 3 | soilTemp | Temperature | degC | 2012-06-28 | 2018-09-19 | -1 | 2 | 3 | 35
32 | LEO-E_2_-4_5_MPS-2 | MPS-2 | 3 | soilTemp | Temperature | degC | 2012-06-28 | present | -4 | 2 | 5 | 85
34 | LEO-E_2_-2_5_MPS-2 | MPS-2 | 3 | soilTemp | Temperature | degC | 2012-06-28 | 2024-09-30 | -2 | 2 | 5 | 85
36 | LEO-E_4_-5_1_MPS-2 | MPS-2 | 3 | soilTemp | Temperature | degC | 2012-06-28 | 2019-04-26 | -5 | 4 | 1 | 5
39 | LEO-E_4_-4_1_MPS-2 | MPS-2 | 3 | soilTemp | Temperature | degC | 2012-06-28 | 2019-08-24 | -4 | 4 | 1 | 5
41 | LEO-E_4_-3_1_MPS-2 | MPS-2 | 3 | soilTemp | Temperature | degC | 2012-06-28 | 2023-07-27 | -3 | 4 | 1 | 5
43 | LEO-E_4_-2_1_MPS-2 | MPS-2 | 3 | soilTemp | Temperature | degC | 2012-06-28 | 2019-05-12 | -2 | 4 | 1 | 5
46 | LEO-E_4_-1_1_MPS-2 | MPS-2 | 3 | soilTemp | Temperature | degC | 2012-06-28 | 2018-09-19 | -1 | 4 | 1 | 5
48 | LEO-E_4_-5_2_MPS-2 | MPS-2 | 3 | soilTemp | Temperature | degC | 2012-06-28 | 2019-06-14 | -5 | 4 | 2 | 20
51 | LEO-E_4_-4_2_MPS-2 | MPS-2 | 3 | soilTemp | Temperature | degC | 2012-06-28 | 2019-06-13 | -4 | 4 | 2 | 20
53 | LEO-E_4_-3_2_MPS-2 | MPS-2 | 3 | soilTemp | Temperature | degC | 2012-06-28 | 2019-06-26 | -3 | 4 | 2 | 20
55 | LEO-E_4_-2_2_MPS-2 | MPS-2 | 3 | soilTemp | Temperature | degC | 2012-06-28 | 2018-09-19 | -2 | 4 | 2 | 20
58 | LEO-E_4_-1_2_MPS-2 | MPS-2 | 3 | soilTemp | Temperature | degC | 2012-06-28 | 2013-01-07 | -1 | 4 | 2 | 20
60 | LEO-E_4_-5_4_MPS-2 | MPS-2 | 3 | soilTemp | Temperature | degC | 2012-06-28 | present | -5 | 4 | 4 | 50
63 | LEO-E_4_-4_3_MPS-2 | MPS-2 | 3 | soilTemp | Temperature | degC | 2012-06-28 | 2024-04-20 | -4 | 4 | 3 | 35
65 | LEO-E_4_-3_4_MPS-2 | MPS-2 | 3 | soilTemp | Temperature | degC | 2012-06-28 | present | -3 | 4 | 4 | 50
67 | LEO-E_4_-2_3_MPS-2 | MPS-2 | 3 | soilTemp | Temperature | degC | 2012-06-28 | present | -2 | 4 | 3 | 35
70 | LEO-E_4_-1_4_MPS-2 | MPS-2 | 3 | soilTemp | Temperature | degC | 2012-06-28 | present | -1 | 4 | 4 | 50
72 | LEO-E_2_1_1_MPS-2 | MPS-2 | 3 | soilTemp | Temperature | degC | 2012-06-28 | 2019-07-15 | 1 | 2 | 1 | 5
74 | LEO-E_2_2_1_MPS-2 | MPS-2 | 3 | soilTemp | Temperature | degC | 2012-06-28 | present | 2 | 2 | 1 | 5
76 | LEO-E_2_3_1_MPS-2 | MPS-2 | 3 | soilTemp | Temperature | degC | 2012-06-28 | 2019-12-25 | 3 | 2 | 1 | 5
78 | LEO-E_2_4_1_MPS-2 | MPS-2 | 3 | soilTemp | Temperature | degC | 2012-06-28 | 2020-07-27 | 4 | 2 | 1 | 5
80 | LEO-E_2_5_1_MPS-2 | MPS-2 | 3 | soilTemp | Temperature | degC | 2012-06-28 | 2020-03-17 | 5 | 2 | 1 | 5
82 | LEO-E_2_1_2_MPS-2 | MPS-2 | 3 | soilTemp | Temperature | degC | 2012-06-28 | present | 1 | 2 | 2 | 20
84 | LEO-E_2_2_2_MPS-2 | MPS-2 | 3 | soilTemp | Temperature | degC | 2012-06-28 | 2023-10-25 | 2 | 2 | 2 | 20
86 | LEO-E_2_3_2_MPS-2 | MPS-2 | 3 | soilTemp | Temperature | degC | 2012-06-28 | present | 3 | 2 | 2 | 20
88 | LEO-E_2_4_2_MPS-2 | MPS-2 | 3 | soilTemp | Temperature | degC | 2012-06-28 | present | 4 | 2 | 2 | 20
90 | LEO-E_2_5_2_MPS-2 | MPS-2 | 3 | soilTemp | Temperature | degC | 2012-06-28 | present | 5 | 2 | 2 | 20
92 | LEO-E_2_1_3_MPS-2 | MPS-2 | 3 | soilTemp | Temperature | degC | 2012-06-28 | present | 1 | 2 | 3 | 35
94 | LEO-E_2_2_4_MPS-2 | MPS-2 | 3 | soilTemp | Temperature | degC | 2012-06-28 | present | 2 | 2 | 4 | 50
96 | LEO-E_2_3_3_MPS-2 | MPS-2 | 3 | soilTemp | Temperature | degC | 2012-06-28 | present | 3 | 2 | 3 | 35
98 | LEO-E_2_4_4_MPS-2 | MPS-2 | 3 | soilTemp | Temperature | degC | 2012-06-28 | present | 4 | 2 | 4 | 50
100 | LEO-E_2_5_3_MPS-2 | MPS-2 | 3 | soilTemp | Temperature | degC | 2012-06-28 | present | 5 | 2 | 3 | 35
102 | LEO-E_2_2_5_MPS-2 | MPS-2 | 3 | soilTemp | Temperature | degC | 2012-06-28 | present | 2 | 2 | 5 | 85
104 | LEO-E_2_4_5_MPS-2 | MPS-2 | 3 | soilTemp | Temperature | degC | 2012-06-28 | present | 4 | 2 | 5 | 85
107 | LEO-E_4_1_1_MPS-2 | MPS-2 | 3 | soilTemp | Temperature | degC | 2012-06-28 | 2021-06-02 | 1 | 4 | 1 | 5
109 | LEO-E_4_2_1_MPS-2 | MPS-2 | 3 | soilTemp | Temperature | degC | 2012-06-28 | 2021-04-07 | 2 | 4 | 1 | 5
111 | LEO-E_4_3_1_MPS-2 | MPS-2 | 3 | soilTemp | Temperature | degC | 2012-06-28 | 2019-09-05 | 3 | 4 | 1 | 5
114 | LEO-E_4_4_1_MPS-2 | MPS-2 | 3 | soilTemp | Temperature | degC | 2012-06-28 | 2018-09-19 | 4 | 4 | 1 | 5
116 | LEO-E_4_5_1_MPS-2 | MPS-2 | 3 | soilTemp | Temperature | degC | 2012-06-28 | 2019-10-17 | 5 | 4 | 1 | 5
119 | LEO-E_4_1_2_MPS-2 | MPS-2 | 3 | soilTemp | Temperature | degC | 2012-06-28 | 2022-07-23 | 1 | 4 | 2 | 20
121 | LEO-E_4_2_2_MPS-2 | MPS-2 | 3 | soilTemp | Temperature | degC | 2012-06-28 | 2025-04-23 | 2 | 4 | 2 | 20
123 | LEO-E_4_3_2_MPS-2 | MPS-2 | 3 | soilTemp | Temperature | degC | 2012-06-28 | 2019-09-08 | 3 | 4 | 2 | 20
126 | LEO-E_4_4_2_MPS-2 | MPS-2 | 3 | soilTemp | Temperature | degC | 2012-06-28 | 2018-09-19 | 4 | 4 | 2 | 20
128 | LEO-E_4_5_2_MPS-2 | MPS-2 | 3 | soilTemp | Temperature | degC | 2012-06-28 | 2024-06-16 | 5 | 4 | 2 | 20
131 | LEO-E_4_1_4_MPS-2 | MPS-2 | 3 | soilTemp | Temperature | degC | 2012-06-28 | present | 1 | 4 | 4 | 50
133 | LEO-E_4_2_3_MPS-2 | MPS-2 | 3 | soilTemp | Temperature | degC | 2012-06-28 | present | 2 | 4 | 3 | 35
135 | LEO-E_4_3_4_MPS-2 | MPS-2 | 3 | soilTemp | Temperature | degC | 2012-06-28 | present | 3 | 4 | 4 | 50
138 | LEO-E_4_4_3_MPS-2 | MPS-2 | 3 | soilTemp | Temperature | degC | 2012-06-28 | present | 4 | 4 | 3 | 35
140 | LEO-E_4_5_4_MPS-2 | MPS-2 | 3 | soilTemp | Temperature | degC | 2012-06-28 | present | 5 | 4 | 4 | 50
142 | LEO-E_6_-5_1_MPS-2 | MPS-2 | 3 | soilTemp | Temperature | degC | 2012-06-28 | present | -5 | 6 | 1 | 5
146 | LEO-E_6_-4_1_MPS-2 | MPS-2 | 3 | soilTemp | Temperature | degC | 2012-06-28 | 2019-07-15 | -4 | 6 | 1 | 5
149 | LEO-E_6_-3_1_MPS-2 | MPS-2 | 3 | soilTemp | Temperature | degC | 2012-06-28 | 2019-04-01 | -3 | 6 | 1 | 5
151 | LEO-E_6_-2_1_MPS-2 | MPS-2 | 3 | soilTemp | Temperature | degC | 2012-06-28 | 2018-09-19 | -2 | 6 | 1 | 5
153 | LEO-E_6_-1_1_MPS-2 | MPS-2 | 3 | soilTemp | Temperature | degC | 2012-06-28 | 2019-07-17 | -1 | 6 | 1 | 5
155 | LEO-E_6_-5_2_MPS-2 | MPS-2 | 3 | soilTemp | Temperature | degC | 2012-06-28 | 2023-02-10 | -5 | 6 | 2 | 20
157 | LEO-E_6_-4_2_MPS-2 | MPS-2 | 3 | soilTemp | Temperature | degC | 2012-06-28 | present | -4 | 6 | 2 | 20
159 | LEO-E_6_-3_2_MPS-2 | MPS-2 | 3 | soilTemp | Temperature | degC | 2012-06-28 | 2018-10-15 | -3 | 6 | 2 | 20
161 | LEO-E_6_-2_2_MPS-2 | MPS-2 | 3 | soilTemp | Temperature | degC | 2012-06-28 | present | -2 | 6 | 2 | 20
163 | LEO-E_6_-1_2_MPS-2 | MPS-2 | 3 | soilTemp | Temperature | degC | 2012-06-28 | 2022-11-26 | -1 | 6 | 2 | 20
165 | LEO-E_6_-5_3_MPS-2 | MPS-2 | 3 | soilTemp | Temperature | degC | 2012-06-28 | present | -5 | 6 | 3 | 35
167 | LEO-E_6_-4_4_MPS-2 | MPS-2 | 3 | soilTemp | Temperature | degC | 2012-06-28 | present | -4 | 6 | 4 | 50
169 | LEO-E_6_-3_3_MPS-2 | MPS-2 | 3 | soilTemp | Temperature | degC | 2012-06-28 | present | -3 | 6 | 3 | 35
171 | LEO-E_6_-2_4_MPS-2 | MPS-2 | 3 | soilTemp | Temperature | degC | 2012-06-28 | 2025-06-05 | -2 | 6 | 4 | 50
173 | LEO-E_6_-1_3_MPS-2 | MPS-2 | 3 | soilTemp | Temperature | degC | 2012-06-28 | present | -1 | 6 | 3 | 35
175 | LEO-E_6_-4_5_MPS-2 | MPS-2 | 3 | soilTemp | Temperature | degC | 2012-06-28 | present | -4 | 6 | 5 | 85
177 | LEO-E_6_-2_5_MPS-2 | MPS-2 | 3 | soilTemp | Temperature | degC | 2012-06-28 | present | -2 | 6 | 5 | 85
179 | LEO-E_8_-5_1_MPS-2 | MPS-2 | 3 | soilTemp | Temperature | degC | 2012-06-28 | 2020-03-03 | -5 | 8 | 1 | 5
181 | LEO-E_8_-4_1_MPS-2 | MPS-2 | 3 | soilTemp | Temperature | degC | 2012-06-28 | 2019-07-27 | -4 | 8 | 1 | 5
183 | LEO-E_8_-3_1_MPS-2 | MPS-2 | 3 | soilTemp | Temperature | degC | 2012-06-28 | 2018-09-19 | -3 | 8 | 1 | 5
185 | LEO-E_8_-2_1_MPS-2 | MPS-2 | 3 | soilTemp | Temperature | degC | 2012-06-28 | 2019-03-06 | -2 | 8 | 1 | 5
187 | LEO-E_8_-1_1_MPS-2 | MPS-2 | 3 | soilTemp | Temperature | degC | 2012-06-28 | 2019-04-13 | -1 | 8 | 1 | 5
189 | LEO-E_8_-5_2_MPS-2 | MPS-2 | 3 | soilTemp | Temperature | degC | 2012-06-28 | 2022-04-26 | -5 | 8 | 2 | 20
191 | LEO-E_8_-4_2_MPS-2 | MPS-2 | 3 | soilTemp | Temperature | degC | 2012-06-28 | 2020-09-03 | -4 | 8 | 2 | 20
193 | LEO-E_8_-3_2_MPS-2 | MPS-2 | 3 | soilTemp | Temperature | degC | 2012-06-28 | present | -3 | 8 | 2 | 20
195 | LEO-E_8_-2_2_MPS-2 | MPS-2 | 3 | soilTemp | Temperature | degC | 2012-06-28 | 2023-07-05 | -2 | 8 | 2 | 20
197 | LEO-E_8_-1_2_MPS-2 | MPS-2 | 3 | soilTemp | Temperature | degC | 2012-06-28 | 2021-09-13 | -1 | 8 | 2 | 20
199 | LEO-E_8_-5_4_MPS-2 | MPS-2 | 3 | soilTemp | Temperature | degC | 2012-06-28 | present | -5 | 8 | 4 | 50
201 | LEO-E_8_-4_3_MPS-2 | MPS-2 | 3 | soilTemp | Temperature | degC | 2012-06-28 | present | -4 | 8 | 3 | 35
203 | LEO-E_8_-3_4_MPS-2 | MPS-2 | 3 | soilTemp | Temperature | degC | 2012-06-28 | 2025-07-19 | -3 | 8 | 4 | 50
205 | LEO-E_8_-2_3_MPS-2 | MPS-2 | 3 | soilTemp | Temperature | degC | 2012-06-28 | present | -2 | 8 | 3 | 35
207 | LEO-E_8_-1_4_MPS-2 | MPS-2 | 3 | soilTemp | Temperature | degC | 2012-06-28 | present | -1 | 8 | 4 | 50
209 | LEO-E_6_1_1_MPS-2 | MPS-2 | 3 | soilTemp | Temperature | degC | 2012-06-28 | present | 1 | 6 | 1 | 5
211 | LEO-E_6_2_1_MPS-2 | MPS-2 | 3 | soilTemp | Temperature | degC | 2012-06-28 | 2018-11-09 | 2 | 6 | 1 | 5
213 | LEO-E_6_3_1_MPS-2 | MPS-2 | 3 | soilTemp | Temperature | degC | 2012-06-28 | 2020-08-17 | 3 | 6 | 1 | 5
217 | LEO-E_6_4_1_MPS-2 | MPS-2 | 3 | soilTemp | Temperature | degC | 2012-06-28 | 2018-09-19 | 4 | 6 | 1 | 5
220 | LEO-E_6_5_1_MPS-2 | MPS-2 | 3 | soilTemp | Temperature | degC | 2012-06-28 | present | 5 | 6 | 1 | 5
222 | LEO-E_6_1_2_MPS-2 | MPS-2 | 3 | soilTemp | Temperature | degC | 2012-06-28 | present | 1 | 6 | 2 | 20
224 | LEO-E_6_2_2_MPS-2 | MPS-2 | 3 | soilTemp | Temperature | degC | 2012-06-28 | 2019-01-26 | 2 | 6 | 2 | 20
226 | LEO-E_6_3_2_MPS-2 | MPS-2 | 3 | soilTemp | Temperature | degC | 2012-06-28 | 2021-02-09 | 3 | 6 | 2 | 20
228 | LEO-E_6_4_2_MPS-2 | MPS-2 | 3 | soilTemp | Temperature | degC | 2012-06-28 | 2019-09-15 | 4 | 6 | 2 | 20
230 | LEO-E_6_5_2_MPS-2 | MPS-2 | 3 | soilTemp | Temperature | degC | 2012-06-28 | 2019-01-13 | 5 | 6 | 2 | 20
232 | LEO-E_6_1_3_MPS-2 | MPS-2 | 3 | soilTemp | Temperature | degC | 2012-06-28 | present | 1 | 6 | 3 | 35
234 | LEO-E_6_2_4_MPS-2 | MPS-2 | 3 | soilTemp | Temperature | degC | 2012-06-28 | present | 2 | 6 | 4 | 50
236 | LEO-E_6_3_3_MPS-2 | MPS-2 | 3 | soilTemp | Temperature | degC | 2012-06-28 | 2024-08-21 | 3 | 6 | 3 | 35
238 | LEO-E_6_4_4_MPS-2 | MPS-2 | 3 | soilTemp | Temperature | degC | 2012-06-28 | present | 4 | 6 | 4 | 50
240 | LEO-E_6_5_3_MPS-2 | MPS-2 | 3 | soilTemp | Temperature | degC | 2012-06-28 | present | 5 | 6 | 3 | 35
242 | LEO-E_6_2_5_MPS-2 | MPS-2 | 3 | soilTemp | Temperature | degC | 2012-06-28 | present | 2 | 6 | 5 | 85
244 | LEO-E_6_4_5_MPS-2 | MPS-2 | 3 | soilTemp | Temperature | degC | 2012-06-28 | present | 4 | 6 | 5 | 85
246 | LEO-E_8_1_1_MPS-2 | MPS-2 | 3 | soilTemp | Temperature | degC | 2012-06-28 | 2018-09-19 | 1 | 8 | 1 | 5
248 | LEO-E_8_2_1_MPS-2 | MPS-2 | 3 | soilTemp | Temperature | degC | 2012-06-28 | 2019-07-11 | 2 | 8 | 1 | 5
250 | LEO-E_8_3_1_MPS-2 | MPS-2 | 3 | soilTemp | Temperature | degC | 2012-06-28 | 2022-01-03 | 3 | 8 | 1 | 5
252 | LEO-E_8_4_1_MPS-2 | MPS-2 | 3 | soilTemp | Temperature | degC | 2012-06-28 | 2021-12-25 | 4 | 8 | 1 | 5
254 | LEO-E_8_5_1_MPS-2 | MPS-2 | 3 | soilTemp | Temperature | degC | 2012-06-28 | 2022-03-01 | 5 | 8 | 1 | 5
256 | LEO-E_8_1_2_MPS-2 | MPS-2 | 3 | soilTemp | Temperature | degC | 2012-06-28 | 2021-05-05 | 1 | 8 | 2 | 20
258 | LEO-E_8_2_2_MPS-2 | MPS-2 | 3 | soilTemp | Temperature | degC | 2012-06-28 | 2019-08-06 | 2 | 8 | 2 | 20
260 | LEO-E_8_3_2_MPS-2 | MPS-2 | 3 | soilTemp | Temperature | degC | 2012-06-28 | 2019-07-29 | 3 | 8 | 2 | 20
262 | LEO-E_8_4_2_MPS-2 | MPS-2 | 3 | soilTemp | Temperature | degC | 2012-06-28 | 2020-12-17 | 4 | 8 | 2 | 20
264 | LEO-E_8_5_2_MPS-2 | MPS-2 | 3 | soilTemp | Temperature | degC | 2012-06-28 | 2022-03-28 | 5 | 8 | 2 | 20
266 | LEO-E_8_1_4_MPS-2 | MPS-2 | 3 | soilTemp | Temperature | degC | 2012-06-28 | present | 1 | 8 | 4 | 50
268 | LEO-E_8_2_3_MPS-2 | MPS-2 | 3 | soilTemp | Temperature | degC | 2012-06-28 | present | 2 | 8 | 3 | 35
270 | LEO-E_8_3_4_MPS-2 | MPS-2 | 3 | soilTemp | Temperature | degC | 2012-06-28 | 2020-05-09 | 3 | 8 | 4 | 50
272 | LEO-E_8_4_3_MPS-2 | MPS-2 | 3 | soilTemp | Temperature | degC | 2012-06-28 | present | 4 | 8 | 3 | 35
274 | LEO-E_8_5_4_MPS-2 | MPS-2 | 3 | soilTemp | Temperature | degC | 2012-06-28 | 2025-12-02 | 5 | 8 | 4 | 50
276 | LEO-E_2_0_1_MPS-2 | MPS-2 | 3 | soilTemp | Temperature | degC | 2012-06-28 | 2020-02-08 | 0 | 2 | 1 | 5
278 | LEO-E_2_0_2_MPS-2 | MPS-2 | 3 | soilTemp | Temperature | degC | 2012-06-28 | present | 0 | 2 | 2 | 20
280 | LEO-E_2_0_4_MPS-2 | MPS-2 | 3 | soilTemp | Temperature | degC | 2012-06-28 | present | 0 | 2 | 4 | 50
282 | LEO-E_2_0_5_MPS-2 | MPS-2 | 3 | soilTemp | Temperature | degC | 2012-06-28 | present | 0 | 2 | 5 | 85
284 | LEO-E_4_0_1_MPS-2 | MPS-2 | 3 | soilTemp | Temperature | degC | 2012-06-28 | present | 0 | 4 | 1 | 5
286 | LEO-E_4_0_2_MPS-2 | MPS-2 | 3 | soilTemp | Temperature | degC | 2012-06-28 | present | 0 | 4 | 2 | 20
288 | LEO-E_4_0_4_MPS-2 | MPS-2 | 3 | soilTemp | Temperature | degC | 2012-06-28 | present | 0 | 4 | 4 | 50
290 | LEO-E_4_0_5_MPS-2 | MPS-2 | 3 | soilTemp | Temperature | degC | 2012-06-28 | present | 0 | 4 | 5 | 85
295 | LEO-E_6_0_1_MPS-2 | MPS-2 | 3 | soilTemp | Temperature | degC | 2012-06-28 | 2020-08-27 | 0 | 6 | 1 | 5
298 | LEO-E_6_0_2_MPS-2 | MPS-2 | 3 | soilTemp | Temperature | degC | 2012-06-28 | present | 0 | 6 | 2 | 20
300 | LEO-E_6_0_4_MPS-2 | MPS-2 | 3 | soilTemp | Temperature | degC | 2012-06-28 | present | 0 | 6 | 4 | 50
302 | LEO-E_6_0_5_MPS-2 | MPS-2 | 3 | soilTemp | Temperature | degC | 2012-06-28 | present | 0 | 6 | 5 | 85
304 | LEO-E_8_0_1_MPS-2 | MPS-2 | 3 | soilTemp | Temperature | degC | 2012-06-28 | 2019-08-04 | 0 | 8 | 1 | 5
306 | LEO-E_8_0_2_MPS-2 | MPS-2 | 3 | soilTemp | Temperature | degC | 2012-06-28 | 2024-07-20 | 0 | 8 | 2 | 20
308 | LEO-E_8_0_3_MPS-2 | MPS-2 | 3 | soilTemp | Temperature | degC | 2012-06-28 | present | 0 | 8 | 3 | 35
310 | LEO-E_10_0_1_MPS-2 | MPS-2 | 3 | soilTemp | Temperature | degC | 2012-06-28 | present | 0 | 10 | 1 | 5
312 | LEO-E_10_0_2_MPS-2 | MPS-2 | 3 | soilTemp | Temperature | degC | 2012-06-28 | 2019-07-31 | 0 | 10 | 2 | 20
314 | LEO-E_10_0_4_MPS-2 | MPS-2 | 3 | soilTemp | Temperature | degC | 2012-06-28 | present | 0 | 10 | 4 | 50
316 | LEO-E_10_0_5_MPS-2 | MPS-2 | 3 | soilTemp | Temperature | degC | 2012-06-28 | present | 0 | 10 | 5 | 85
320 | LEO-E_12_0_1_MPS-2 | MPS-2 | 3 | soilTemp | Temperature | degC | 2012-06-28 | 2021-06-26 | 0 | 12 | 1 | 5
323 | LEO-E_12_0_2_MPS-2 | MPS-2 | 3 | soilTemp | Temperature | degC | 2012-06-28 | present | 0 | 12 | 2 | 20
325 | LEO-E_12_0_3_MPS-2 | MPS-2 | 3 | soilTemp | Temperature | degC | 2012-06-28 | present | 0 | 12 | 3 | 35
327 | LEO-E_14_0_1_MPS-2 | MPS-2 | 3 | soilTemp | Temperature | degC | 2012-06-28 | present | 0 | 14 | 1 | 5
329 | LEO-E_14_0_2_MPS-2 | MPS-2 | 3 | soilTemp | Temperature | degC | 2012-06-28 | present | 0 | 14 | 2 | 20
331 | LEO-E_14_0_4_MPS-2 | MPS-2 | 3 | soilTemp | Temperature | degC | 2012-06-28 | present | 0 | 14 | 4 | 50
333 | LEO-E_14_0_5_MPS-2 | MPS-2 | 3 | soilTemp | Temperature | degC | 2012-06-28 | 2025-06-04 | 0 | 14 | 5 | 85
335 | LEO-E_10_-5_1_MPS-2 | MPS-2 | 3 | soilTemp | Temperature | degC | 2012-06-28 | 2023-12-22 | -5 | 10 | 1 | 5
338 | LEO-E_10_-4_1_MPS-2 | MPS-2 | 3 | soilTemp | Temperature | degC | 2012-06-28 | 2018-09-19 | -4 | 10 | 1 | 5
340 | LEO-E_10_-3_1_MPS-2 | MPS-2 | 3 | soilTemp | Temperature | degC | 2012-06-28 | 2020-07-31 | -3 | 10 | 1 | 5
342 | LEO-E_10_-2_1_MPS-2 | MPS-2 | 3 | soilTemp | Temperature | degC | 2012-06-28 | present | -2 | 10 | 1 | 5
345 | LEO-E_10_-1_1_MPS-2 | MPS-2 | 3 | soilTemp | Temperature | degC | 2012-06-28 | 2019-03-11 | -1 | 10 | 1 | 5
347 | LEO-E_10_-5_2_MPS-2 | MPS-2 | 3 | soilTemp | Temperature | degC | 2012-06-28 | present | -5 | 10 | 2 | 20
350 | LEO-E_10_-4_2_MPS-2 | MPS-2 | 3 | soilTemp | Temperature | degC | 2012-06-28 | 2021-10-15 | -4 | 10 | 2 | 20
352 | LEO-E_10_-3_2_MPS-2 | MPS-2 | 3 | soilTemp | Temperature | degC | 2012-06-28 | 2020-04-13 | -3 | 10 | 2 | 20
354 | LEO-E_10_-2_2_MPS-2 | MPS-2 | 3 | soilTemp | Temperature | degC | 2012-06-28 | present | -2 | 10 | 2 | 20
357 | LEO-E_10_-1_2_MPS-2 | MPS-2 | 3 | soilTemp | Temperature | degC | 2012-06-28 | present | -1 | 10 | 2 | 20
359 | LEO-E_10_-5_3_MPS-2 | MPS-2 | 3 | soilTemp | Temperature | degC | 2012-06-28 | present | -5 | 10 | 3 | 35
362 | LEO-E_10_-4_4_MPS-2 | MPS-2 | 3 | soilTemp | Temperature | degC | 2012-06-28 | present | -4 | 10 | 4 | 50
364 | LEO-E_10_-3_3_MPS-2 | MPS-2 | 3 | soilTemp | Temperature | degC | 2012-06-28 | present | -3 | 10 | 3 | 35
366 | LEO-E_10_-2_4_MPS-2 | MPS-2 | 3 | soilTemp | Temperature | degC | 2012-06-28 | present | -2 | 10 | 4 | 50
369 | LEO-E_10_-1_3_MPS-2 | MPS-2 | 3 | soilTemp | Temperature | degC | 2012-06-28 | 2019-08-24 | -1 | 10 | 3 | 35
371 | LEO-E_10_-4_5_MPS-2 | MPS-2 | 3 | soilTemp | Temperature | degC | 2012-06-28 | present | -4 | 10 | 5 | 85
373 | LEO-E_10_-2_5_MPS-2 | MPS-2 | 3 | soilTemp | Temperature | degC | 2012-06-28 | present | -2 | 10 | 5 | 85
375 | LEO-E_12_-5_1_MPS-2 | MPS-2 | 3 | soilTemp | Temperature | degC | 2012-06-28 | 2018-11-01 | -5 | 12 | 1 | 5
379 | LEO-E_12_-4_1_MPS-2 | MPS-2 | 3 | soilTemp | Temperature | degC | 2012-06-28 | 2018-10-08 | -4 | 12 | 1 | 5
382 | LEO-E_12_-3_1_MPS-2 | MPS-2 | 3 | soilTemp | Temperature | degC | 2012-06-28 | 2019-04-01 | -3 | 12 | 1 | 5
384 | LEO-E_12_-2_1_MPS-2 | MPS-2 | 3 | soilTemp | Temperature | degC | 2012-06-28 | present | -2 | 12 | 1 | 5
386 | LEO-E_12_-1_1_MPS-2 | MPS-2 | 3 | soilTemp | Temperature | degC | 2012-06-28 | 2018-09-19 | -1 | 12 | 1 | 5
388 | LEO-E_12_-5_2_MPS-2 | MPS-2 | 3 | soilTemp | Temperature | degC | 2012-06-28 | 2021-04-07 | -5 | 12 | 2 | 20
390 | LEO-E_12_-4_2_MPS-2 | MPS-2 | 3 | soilTemp | Temperature | degC | 2012-06-28 | present | -4 | 12 | 2 | 20
392 | LEO-E_12_-3_2_MPS-2 | MPS-2 | 3 | soilTemp | Temperature | degC | 2012-06-28 | 2019-03-11 | -3 | 12 | 2 | 20
394 | LEO-E_12_-2_2_MPS-2 | MPS-2 | 3 | soilTemp | Temperature | degC | 2012-06-28 | present | -2 | 12 | 2 | 20
396 | LEO-E_12_-1_2_MPS-2 | MPS-2 | 3 | soilTemp | Temperature | degC | 2012-06-28 | present | -1 | 12 | 2 | 20
398 | LEO-E_12_-5_4_MPS-2 | MPS-2 | 3 | soilTemp | Temperature | degC | 2012-06-28 | present | -5 | 12 | 4 | 50
400 | LEO-E_12_-4_3_MPS-2 | MPS-2 | 3 | soilTemp | Temperature | degC | 2012-06-28 | 2025-11-04 | -4 | 12 | 3 | 35
402 | LEO-E_12_-3_4_MPS-2 | MPS-2 | 3 | soilTemp | Temperature | degC | 2012-06-28 | present | -3 | 12 | 4 | 50
404 | LEO-E_12_-2_3_MPS-2 | MPS-2 | 3 | soilTemp | Temperature | degC | 2012-06-28 | present | -2 | 12 | 3 | 35
406 | LEO-E_12_-1_4_MPS-2 | MPS-2 | 3 | soilTemp | Temperature | degC | 2012-06-28 | present | -1 | 12 | 4 | 50
409 | LEO-E_10_1_1_MPS-2 | MPS-2 | 3 | soilTemp | Temperature | degC | 2012-06-28 | 2025-04-15 | 1 | 10 | 1 | 5
411 | LEO-E_10_2_1_MPS-2 | MPS-2 | 3 | soilTemp | Temperature | degC | 2012-06-28 | present | 2 | 10 | 1 | 5
413 | LEO-E_10_3_1_MPS-2 | MPS-2 | 3 | soilTemp | Temperature | degC | 2012-06-28 | 2020-08-17 | 3 | 10 | 1 | 5
416 | LEO-E_10_4_1_MPS-2 | MPS-2 | 3 | soilTemp | Temperature | degC | 2012-06-28 | 2020-05-02 | 4 | 10 | 1 | 5
418 | LEO-E_10_5_1_MPS-2 | MPS-2 | 3 | soilTemp | Temperature | degC | 2012-06-28 | 2019-07-29 | 5 | 10 | 1 | 5
421 | LEO-E_10_1_2_MPS-2 | MPS-2 | 3 | soilTemp | Temperature | degC | 2012-06-28 | 2020-05-27 | 1 | 10 | 2 | 20
423 | LEO-E_10_2_2_MPS-2 | MPS-2 | 3 | soilTemp | Temperature | degC | 2012-06-28 | present | 2 | 10 | 2 | 20
425 | LEO-E_10_3_2_MPS-2 | MPS-2 | 3 | soilTemp | Temperature | degC | 2012-06-28 | 2021-02-05 | 3 | 10 | 2 | 20
428 | LEO-E_10_4_2_MPS-2 | MPS-2 | 3 | soilTemp | Temperature | degC | 2012-06-28 | 2018-09-19 | 4 | 10 | 2 | 20
430 | LEO-E_10_5_2_MPS-2 | MPS-2 | 3 | soilTemp | Temperature | degC | 2012-06-28 | 2019-06-17 | 5 | 10 | 2 | 20
433 | LEO-E_10_1_3_MPS-2 | MPS-2 | 3 | soilTemp | Temperature | degC | 2012-06-28 | present | 1 | 10 | 3 | 35
435 | LEO-E_10_2_4_MPS-2 | MPS-2 | 3 | soilTemp | Temperature | degC | 2012-06-28 | present | 2 | 10 | 4 | 50
437 | LEO-E_10_3_3_MPS-2 | MPS-2 | 3 | soilTemp | Temperature | degC | 2012-06-28 | present | 3 | 10 | 3 | 35
440 | LEO-E_10_4_4_MPS-2 | MPS-2 | 3 | soilTemp | Temperature | degC | 2012-06-28 | 2018-09-19 | 4 | 10 | 4 | 50
442 | LEO-E_10_5_3_MPS-2 | MPS-2 | 3 | soilTemp | Temperature | degC | 2012-06-28 | 2018-09-19 | 5 | 10 | 3 | 35
444 | LEO-E_10_2_5_MPS-2 | MPS-2 | 3 | soilTemp | Temperature | degC | 2012-06-28 | present | 2 | 10 | 5 | 85
446 | LEO-E_10_4_5_MPS-2 | MPS-2 | 3 | soilTemp | Temperature | degC | 2012-06-28 | 2024-10-24 | 4 | 10 | 5 | 85
448 | LEO-E_12_1_1_MPS-2 | MPS-2 | 3 | soilTemp | Temperature | degC | 2012-06-28 | 2018-09-19 | 1 | 12 | 1 | 5
450 | LEO-E_12_2_1_MPS-2 | MPS-2 | 3 | soilTemp | Temperature | degC | 2012-06-28 | present | 2 | 12 | 1 | 5
452 | LEO-E_12_3_1_MPS-2 | MPS-2 | 3 | soilTemp | Temperature | degC | 2012-06-28 | 2019-04-14 | 3 | 12 | 1 | 5
456 | LEO-E_12_4_1_MPS-2 | MPS-2 | 3 | soilTemp | Temperature | degC | 2012-06-28 | 2018-09-14 | 4 | 12 | 1 | 5
459 | LEO-E_12_5_1_MPS-2 | MPS-2 | 3 | soilTemp | Temperature | degC | 2012-06-28 | 2018-08-15 | 5 | 12 | 1 | 5
461 | LEO-E_12_1_2_MPS-2 | MPS-2 | 3 | soilTemp | Temperature | degC | 2012-06-28 | present | 1 | 12 | 2 | 20
463 | LEO-E_12_2_2_MPS-2 | MPS-2 | 3 | soilTemp | Temperature | degC | 2012-06-28 | present | 2 | 12 | 2 | 20
465 | LEO-E_12_3_2_MPS-2 | MPS-2 | 3 | soilTemp | Temperature | degC | 2012-06-28 | present | 3 | 12 | 2 | 20
467 | LEO-E_12_4_2_MPS-2 | MPS-2 | 3 | soilTemp | Temperature | degC | 2012-06-28 | 2021-05-11 | 4 | 12 | 2 | 20
469 | LEO-E_12_5_2_MPS-2 | MPS-2 | 3 | soilTemp | Temperature | degC | 2012-06-28 | present | 5 | 12 | 2 | 20
471 | LEO-E_12_1_4_MPS-2 | MPS-2 | 3 | soilTemp | Temperature | degC | 2012-06-28 | present | 1 | 12 | 4 | 50
473 | LEO-E_12_2_3_MPS-2 | MPS-2 | 3 | soilTemp | Temperature | degC | 2012-06-28 | 2020-03-02 | 2 | 12 | 3 | 35
475 | LEO-E_12_3_4_MPS-2 | MPS-2 | 3 | soilTemp | Temperature | degC | 2012-06-28 | present | 3 | 12 | 4 | 50
477 | LEO-E_12_4_3_MPS-2 | MPS-2 | 3 | soilTemp | Temperature | degC | 2012-06-28 | present | 4 | 12 | 3 | 35
479 | LEO-E_12_5_4_MPS-2 | MPS-2 | 3 | soilTemp | Temperature | degC | 2012-06-28 | present | 5 | 12 | 4 | 50
481 | LEO-E_14_-5_1_MPS-2 | MPS-2 | 3 | soilTemp | Temperature | degC | 2012-06-28 | 2020-04-19 | -5 | 14 | 1 | 5
483 | LEO-E_14_-4_1_MPS-2 | MPS-2 | 3 | soilTemp | Temperature | degC | 2012-06-28 | 2018-08-15 | -4 | 14 | 1 | 5
485 | LEO-E_14_-3_1_MPS-2 | MPS-2 | 3 | soilTemp | Temperature | degC | 2012-06-28 | 2018-08-15 | -3 | 14 | 1 | 5
487 | LEO-E_14_-2_1_MPS-2 | MPS-2 | 3 | soilTemp | Temperature | degC | 2012-06-28 | 2019-08-28 | -2 | 14 | 1 | 5
489 | LEO-E_14_-1_1_MPS-2 | MPS-2 | 3 | soilTemp | Temperature | degC | 2012-06-28 | 2021-02-11 | -1 | 14 | 1 | 5
491 | LEO-E_14_-5_2_MPS-2 | MPS-2 | 3 | soilTemp | Temperature | degC | 2012-06-28 | present | -5 | 14 | 2 | 20
493 | LEO-E_14_-4_2_MPS-2 | MPS-2 | 3 | soilTemp | Temperature | degC | 2012-06-28 | 2021-08-08 | -4 | 14 | 2 | 20
495 | LEO-E_14_-3_2_MPS-2 | MPS-2 | 3 | soilTemp | Temperature | degC | 2012-06-28 | present | -3 | 14 | 2 | 20
497 | LEO-E_14_-2_2_MPS-2 | MPS-2 | 3 | soilTemp | Temperature | degC | 2012-06-28 | 2020-03-08 | -2 | 14 | 2 | 20
499 | LEO-E_14_-1_2_MPS-2 | MPS-2 | 3 | soilTemp | Temperature | degC | 2012-06-28 | 2021-02-07 | -1 | 14 | 2 | 20
501 | LEO-E_14_-5_3_MPS-2 | MPS-2 | 3 | soilTemp | Temperature | degC | 2012-06-28 | present | -5 | 14 | 3 | 35
503 | LEO-E_14_-4_4_MPS-2 | MPS-2 | 3 | soilTemp | Temperature | degC | 2012-06-28 | present | -4 | 14 | 4 | 50
505 | LEO-E_14_-3_3_MPS-2 | MPS-2 | 3 | soilTemp | Temperature | degC | 2012-06-28 | 2024-08-02 | -3 | 14 | 3 | 35
507 | LEO-E_14_-2_4_MPS-2 | MPS-2 | 3 | soilTemp | Temperature | degC | 2012-06-28 | present | -2 | 14 | 4 | 50
509 | LEO-E_14_-1_3_MPS-2 | MPS-2 | 3 | soilTemp | Temperature | degC | 2012-06-28 | 2023-08-03 | -1 | 14 | 3 | 35
511 | LEO-E_14_-4_5_MPS-2 | MPS-2 | 3 | soilTemp | Temperature | degC | 2012-06-28 | present | -4 | 14 | 5 | 85
513 | LEO-E_14_-2_5_MPS-2 | MPS-2 | 3 | soilTemp | Temperature | degC | 2012-06-28 | present | -2 | 14 | 5 | 85
515 | LEO-E_16_-5_1_MPS-2 | MPS-2 | 3 | soilTemp | Temperature | degC | 2012-06-28 | 2020-02-07 | -5 | 16 | 1 | 5
517 | LEO-E_16_-4_1_MPS-2 | MPS-2 | 3 | soilTemp | Temperature | degC | 2012-06-28 | 2020-04-30 | -4 | 16 | 1 | 5
519 | LEO-E_16_-3_1_MPS-2 | MPS-2 | 3 | soilTemp | Temperature | degC | 2012-06-28 | 2018-08-15 | -3 | 16 | 1 | 5
521 | LEO-E_16_-2_1_MPS-2 | MPS-2 | 3 | soilTemp | Temperature | degC | 2012-06-28 | 2019-12-28 | -2 | 16 | 1 | 5
523 | LEO-E_16_-1_1_MPS-2 | MPS-2 | 3 | soilTemp | Temperature | degC | 2012-06-28 | 2019-12-04 | -1 | 16 | 1 | 5
525 | LEO-E_16_-5_2_MPS-2 | MPS-2 | 3 | soilTemp | Temperature | degC | 2012-06-28 | present | -5 | 16 | 2 | 20
527 | LEO-E_16_-4_2_MPS-2 | MPS-2 | 3 | soilTemp | Temperature | degC | 2012-06-28 | 2019-08-02 | -4 | 16 | 2 | 20
529 | LEO-E_16_-3_2_MPS-2 | MPS-2 | 3 | soilTemp | Temperature | degC | 2012-06-28 | present | -3 | 16 | 2 | 20
531 | LEO-E_16_-2_2_MPS-2 | MPS-2 | 3 | soilTemp | Temperature | degC | 2012-06-28 | present | -2 | 16 | 2 | 20
533 | LEO-E_16_-1_2_MPS-2 | MPS-2 | 3 | soilTemp | Temperature | degC | 2012-06-28 | present | -1 | 16 | 2 | 20
535 | LEO-E_16_-5_4_MPS-2 | MPS-2 | 3 | soilTemp | Temperature | degC | 2012-06-28 | present | -5 | 16 | 4 | 50
537 | LEO-E_16_-4_3_MPS-2 | MPS-2 | 3 | soilTemp | Temperature | degC | 2012-06-28 | present | -4 | 16 | 3 | 35
539 | LEO-E_16_-3_4_MPS-2 | MPS-2 | 3 | soilTemp | Temperature | degC | 2012-06-28 | 2025-05-03 | -3 | 16 | 4 | 50
541 | LEO-E_16_-2_3_MPS-2 | MPS-2 | 3 | soilTemp | Temperature | degC | 2012-06-28 | present | -2 | 16 | 3 | 35
543 | LEO-E_16_-1_4_MPS-2 | MPS-2 | 3 | soilTemp | Temperature | degC | 2012-06-28 | present | -1 | 16 | 4 | 50
545 | LEO-E_14_1_1_MPS-2 | MPS-2 | 3 | soilTemp | Temperature | degC | 2012-06-28 | 2020-03-04 | 1 | 14 | 1 | 5
547 | LEO-E_14_2_1_MPS-2 | MPS-2 | 3 | soilTemp | Temperature | degC | 2012-06-28 | 2019-08-29 | 2 | 14 | 1 | 5
549 | LEO-E_14_3_1_MPS-2 | MPS-2 | 3 | soilTemp | Temperature | degC | 2012-06-28 | 2020-05-29 | 3 | 14 | 1 | 5
551 | LEO-E_14_4_1_MPS-2 | MPS-2 | 3 | soilTemp | Temperature | degC | 2012-06-28 | present | 4 | 14 | 1 | 5
553 | LEO-E_14_5_1_MPS-2 | MPS-2 | 3 | soilTemp | Temperature | degC | 2012-06-28 | 2019-04-05 | 5 | 14 | 1 | 5
555 | LEO-E_14_1_2_MPS-2 | MPS-2 | 3 | soilTemp | Temperature | degC | 2012-06-28 | present | 1 | 14 | 2 | 20
557 | LEO-E_14_2_2_MPS-2 | MPS-2 | 3 | soilTemp | Temperature | degC | 2012-06-28 | 2019-05-08 | 2 | 14 | 2 | 20
559 | LEO-E_14_3_2_MPS-2 | MPS-2 | 3 | soilTemp | Temperature | degC | 2012-06-28 | present | 3 | 14 | 2 | 20
561 | LEO-E_14_4_2_MPS-2 | MPS-2 | 3 | soilTemp | Temperature | degC | 2012-06-28 | 2020-05-18 | 4 | 14 | 2 | 20
563 | LEO-E_14_5_2_MPS-2 | MPS-2 | 3 | soilTemp | Temperature | degC | 2012-06-28 | present | 5 | 14 | 2 | 20
565 | LEO-E_14_1_3_MPS-2 | MPS-2 | 3 | soilTemp | Temperature | degC | 2012-06-28 | 2025-01-02 | 1 | 14 | 3 | 35
567 | LEO-E_14_2_4_MPS-2 | MPS-2 | 3 | soilTemp | Temperature | degC | 2012-06-28 | present | 2 | 14 | 4 | 50
569 | LEO-E_14_3_3_MPS-2 | MPS-2 | 3 | soilTemp | Temperature | degC | 2012-06-28 | present | 3 | 14 | 3 | 35
571 | LEO-E_14_4_4_MPS-2 | MPS-2 | 3 | soilTemp | Temperature | degC | 2012-06-28 | present | 4 | 14 | 4 | 50
573 | LEO-E_14_5_3_MPS-2 | MPS-2 | 3 | soilTemp | Temperature | degC | 2012-06-28 | 2023-05-30 | 5 | 14 | 3 | 35
575 | LEO-E_14_2_5_MPS-2 | MPS-2 | 3 | soilTemp | Temperature | degC | 2012-06-28 | present | 2 | 14 | 5 | 85
577 | LEO-E_14_4_5_MPS-2 | MPS-2 | 3 | soilTemp | Temperature | degC | 2012-06-28 | present | 4 | 14 | 5 | 85
579 | LEO-E_16_1_1_MPS-2 | MPS-2 | 3 | soilTemp | Temperature | degC | 2012-06-28 | 2018-08-15 | 1 | 16 | 1 | 5
581 | LEO-E_16_2_1_MPS-2 | MPS-2 | 3 | soilTemp | Temperature | degC | 2012-06-28 | 2018-08-15 | 2 | 16 | 1 | 5
583 | LEO-E_16_3_1_MPS-2 | MPS-2 | 3 | soilTemp | Temperature | degC | 2012-06-28 | 2020-10-08 | 3 | 16 | 1 | 5
585 | LEO-E_16_4_1_MPS-2 | MPS-2 | 3 | soilTemp | Temperature | degC | 2012-06-28 | 2018-08-15 | 4 | 16 | 1 | 5
587 | LEO-E_16_5_1_MPS-2 | MPS-2 | 3 | soilTemp | Temperature | degC | 2012-06-28 | 2019-08-09 | 5 | 16 | 1 | 5
589 | LEO-E_16_1_2_MPS-2 | MPS-2 | 3 | soilTemp | Temperature | degC | 2012-06-28 | present | 1 | 16 | 2 | 20
591 | LEO-E_16_2_2_MPS-2 | MPS-2 | 3 | soilTemp | Temperature | degC | 2012-06-28 | 2021-06-04 | 2 | 16 | 2 | 20
593 | LEO-E_16_3_2_MPS-2 | MPS-2 | 3 | soilTemp | Temperature | degC | 2012-06-28 | 2018-08-15 | 3 | 16 | 2 | 20
595 | LEO-E_16_4_2_MPS-2 | MPS-2 | 3 | soilTemp | Temperature | degC | 2012-06-28 | 2018-08-15 | 4 | 16 | 2 | 20
597 | LEO-E_16_5_2_MPS-2 | MPS-2 | 3 | soilTemp | Temperature | degC | 2012-06-28 | 2025-04-08 | 5 | 16 | 2 | 20
599 | LEO-E_16_1_4_MPS-2 | MPS-2 | 3 | soilTemp | Temperature | degC | 2012-06-28 | 2025-04-12 | 1 | 16 | 4 | 50
601 | LEO-E_16_2_3_MPS-2 | MPS-2 | 3 | soilTemp | Temperature | degC | 2012-06-28 | present | 2 | 16 | 3 | 35
603 | LEO-E_16_3_4_MPS-2 | MPS-2 | 3 | soilTemp | Temperature | degC | 2012-06-28 | present | 3 | 16 | 4 | 50
605 | LEO-E_16_4_3_MPS-2 | MPS-2 | 3 | soilTemp | Temperature | degC | 2012-06-28 | 2021-06-27 | 4 | 16 | 3 | 35
607 | LEO-E_16_5_4_MPS-2 | MPS-2 | 3 | soilTemp | Temperature | degC | 2012-06-28 | present | 5 | 16 | 4 | 50
609 | LEO-E_18_-5_1_MPS-2 | MPS-2 | 3 | soilTemp | Temperature | degC | 2012-06-28 | 2016-01-15 | -5 | 18 | 1 | 5
614 | LEO-E_18_-4_1_MPS-2 | MPS-2 | 3 | soilTemp | Temperature | degC | 2012-06-28 | 2019-10-03 | -4 | 18 | 1 | 5
617 | LEO-E_18_-3_1_MPS-2 | MPS-2 | 3 | soilTemp | Temperature | degC | 2012-06-28 | 2021-06-22 | -3 | 18 | 1 | 5
619 | LEO-E_18_-2_1_MPS-2 | MPS-2 | 3 | soilTemp | Temperature | degC | 2012-06-28 | 2018-08-16 | -2 | 18 | 1 | 5
622 | LEO-E_18_-1_1_MPS-2 | MPS-2 | 3 | soilTemp | Temperature | degC | 2012-06-28 | 2018-08-15 | -1 | 18 | 1 | 5
624 | LEO-E_18_-5_2_MPS-2 | MPS-2 | 3 | soilTemp | Temperature | degC | 2012-06-28 | present | -5 | 18 | 2 | 20
627 | LEO-E_18_-4_2_MPS-2 | MPS-2 | 3 | soilTemp | Temperature | degC | 2012-06-28 | 2019-02-26 | -4 | 18 | 2 | 20
629 | LEO-E_18_-3_2_MPS-2 | MPS-2 | 3 | soilTemp | Temperature | degC | 2012-06-28 | 2020-01-21 | -3 | 18 | 2 | 20
631 | LEO-E_18_-2_2_MPS-2 | MPS-2 | 3 | soilTemp | Temperature | degC | 2012-06-28 | 2019-04-21 | -2 | 18 | 2 | 20
634 | LEO-E_18_-1_2_MPS-2 | MPS-2 | 3 | soilTemp | Temperature | degC | 2012-06-28 | 2023-03-30 | -1 | 18 | 2 | 20
636 | LEO-E_18_-5_3_MPS-2 | MPS-2 | 3 | soilTemp | Temperature | degC | 2012-06-28 | present | -5 | 18 | 3 | 35
639 | LEO-E_18_-4_4_MPS-2 | MPS-2 | 3 | soilTemp | Temperature | degC | 2012-06-28 | present | -4 | 18 | 4 | 50
641 | LEO-E_18_-3_3_MPS-2 | MPS-2 | 3 | soilTemp | Temperature | degC | 2012-06-28 | present | -3 | 18 | 3 | 35
643 | LEO-E_18_-2_4_MPS-2 | MPS-2 | 3 | soilTemp | Temperature | degC | 2012-06-28 | present | -2 | 18 | 4 | 50
646 | LEO-E_18_-1_3_MPS-2 | MPS-2 | 3 | soilTemp | Temperature | degC | 2012-06-28 | present | -1 | 18 | 3 | 35
648 | LEO-E_18_-4_5_MPS-2 | MPS-2 | 3 | soilTemp | Temperature | degC | 2012-06-28 | present | -4 | 18 | 5 | 85
650 | LEO-E_18_-2_5_MPS-2 | MPS-2 | 3 | soilTemp | Temperature | degC | 2012-06-28 | present | -2 | 18 | 5 | 85
652 | LEO-E_20_-5_1_MPS-2 | MPS-2 | 3 | soilTemp | Temperature | degC | 2012-06-28 | 2025-06-10 | -5 | 20 | 1 | 5
654 | LEO-E_20_-4_1_MPS-2 | MPS-2 | 3 | soilTemp | Temperature | degC | 2012-06-28 | 2019-03-29 | -4 | 20 | 1 | 5
656 | LEO-E_20_-3_1_MPS-2 | MPS-2 | 3 | soilTemp | Temperature | degC | 2012-06-28 | 2019-05-21 | -3 | 20 | 1 | 5
658 | LEO-E_20_-2_1_MPS-2 | MPS-2 | 3 | soilTemp | Temperature | degC | 2012-06-28 | 2025-05-06 | -2 | 20 | 1 | 5
660 | LEO-E_20_-1_1_MPS-2 | MPS-2 | 3 | soilTemp | Temperature | degC | 2012-06-28 | 2018-12-05 | -1 | 20 | 1 | 5
662 | LEO-E_20_-5_2_MPS-2 | MPS-2 | 3 | soilTemp | Temperature | degC | 2012-06-28 | present | -5 | 20 | 2 | 20
664 | LEO-E_20_-4_2_MPS-2 | MPS-2 | 3 | soilTemp | Temperature | degC | 2012-06-28 | 2019-10-13 | -4 | 20 | 2 | 20
666 | LEO-E_20_-3_2_MPS-2 | MPS-2 | 3 | soilTemp | Temperature | degC | 2012-06-28 | 2018-08-15 | -3 | 20 | 2 | 20
668 | LEO-E_20_-2_2_MPS-2 | MPS-2 | 3 | soilTemp | Temperature | degC | 2012-06-28 | present | -2 | 20 | 2 | 20
670 | LEO-E_20_-1_2_MPS-2 | MPS-2 | 3 | soilTemp | Temperature | degC | 2012-06-28 | present | -1 | 20 | 2 | 20
672 | LEO-E_20_-5_4_MPS-2 | MPS-2 | 3 | soilTemp | Temperature | degC | 2012-06-28 | present | -5 | 20 | 4 | 50
674 | LEO-E_20_-4_3_MPS-2 | MPS-2 | 3 | soilTemp | Temperature | degC | 2012-06-28 | present | -4 | 20 | 3 | 35
676 | LEO-E_20_-3_4_MPS-2 | MPS-2 | 3 | soilTemp | Temperature | degC | 2012-06-28 | present | -3 | 20 | 4 | 50
678 | LEO-E_20_-2_3_MPS-2 | MPS-2 | 3 | soilTemp | Temperature | degC | 2012-06-28 | present | -2 | 20 | 3 | 35
680 | LEO-E_20_-1_4_MPS-2 | MPS-2 | 3 | soilTemp | Temperature | degC | 2012-06-28 | present | -1 | 20 | 4 | 50
683 | LEO-E_18_1_1_MPS-2 | MPS-2 | 3 | soilTemp | Temperature | degC | 2012-06-28 | 2018-08-15 | 1 | 18 | 1 | 5
685 | LEO-E_18_2_1_MPS-2 | MPS-2 | 3 | soilTemp | Temperature | degC | 2012-06-28 | 2018-08-15 | 2 | 18 | 1 | 5
687 | LEO-E_18_3_1_MPS-2 | MPS-2 | 3 | soilTemp | Temperature | degC | 2012-06-28 | 2018-09-29 | 3 | 18 | 1 | 5
692 | LEO-E_18_4_1_MPS-2 | MPS-2 | 3 | soilTemp | Temperature | degC | 2012-06-28 | 2018-11-09 | 4 | 18 | 1 | 5
695 | LEO-E_18_5_1_MPS-2 | MPS-2 | 3 | soilTemp | Temperature | degC | 2012-06-28 | 2018-08-15 | 5 | 18 | 1 | 5
698 | LEO-E_18_1_2_MPS-2 | MPS-2 | 3 | soilTemp | Temperature | degC | 2012-06-28 | 2024-10-21 | 1 | 18 | 2 | 20
700 | LEO-E_18_2_2_MPS-2 | MPS-2 | 3 | soilTemp | Temperature | degC | 2012-06-28 | 2020-01-31 | 2 | 18 | 2 | 20
702 | LEO-E_18_3_2_MPS-2 | MPS-2 | 3 | soilTemp | Temperature | degC | 2012-06-28 | 2025-09-30 | 3 | 18 | 2 | 20
705 | LEO-E_18_4_2_MPS-2 | MPS-2 | 3 | soilTemp | Temperature | degC | 2012-06-28 | present | 4 | 18 | 2 | 20
707 | LEO-E_18_5_2_MPS-2 | MPS-2 | 3 | soilTemp | Temperature | degC | 2012-06-28 | 2020-06-29 | 5 | 18 | 2 | 20
710 | LEO-E_18_1_3_MPS-2 | MPS-2 | 3 | soilTemp | Temperature | degC | 2012-06-28 | 2025-11-21 | 1 | 18 | 3 | 35
712 | LEO-E_18_2_4_MPS-2 | MPS-2 | 3 | soilTemp | Temperature | degC | 2012-06-28 | present | 2 | 18 | 4 | 50
714 | LEO-E_18_3_3_MPS-2 | MPS-2 | 3 | soilTemp | Temperature | degC | 2012-06-28 | 2024-05-04 | 3 | 18 | 3 | 35
717 | LEO-E_18_4_4_MPS-2 | MPS-2 | 3 | soilTemp | Temperature | degC | 2012-06-28 | present | 4 | 18 | 4 | 50
719 | LEO-E_18_5_3_MPS-2 | MPS-2 | 3 | soilTemp | Temperature | degC | 2012-06-28 | present | 5 | 18 | 3 | 35
721 | LEO-E_18_2_5_MPS-2 | MPS-2 | 3 | soilTemp | Temperature | degC | 2012-06-28 | present | 2 | 18 | 5 | 85
723 | LEO-E_18_4_5_MPS-2 | MPS-2 | 3 | soilTemp | Temperature | degC | 2012-06-28 | present | 4 | 18 | 5 | 85
725 | LEO-E_20_1_1_MPS-2 | MPS-2 | 3 | soilTemp | Temperature | degC | 2012-06-28 | 2025-03-09 | 1 | 20 | 1 | 5
727 | LEO-E_20_2_1_MPS-2 | MPS-2 | 3 | soilTemp | Temperature | degC | 2012-06-28 | 2019-08-03 | 2 | 20 | 1 | 5
729 | LEO-E_20_3_1_MPS-2 | MPS-2 | 3 | soilTemp | Temperature | degC | 2012-06-28 | 2024-10-23 | 3 | 20 | 1 | 5
731 | LEO-E_20_4_1_MPS-2 | MPS-2 | 3 | soilTemp | Temperature | degC | 2012-06-28 | present | 4 | 20 | 1 | 5
733 | LEO-E_20_5_1_MPS-2 | MPS-2 | 3 | soilTemp | Temperature | degC | 2012-06-28 | 2019-06-30 | 5 | 20 | 1 | 5
735 | LEO-E_20_1_2_MPS-2 | MPS-2 | 3 | soilTemp | Temperature | degC | 2012-06-28 | present | 1 | 20 | 2 | 20
737 | LEO-E_20_2_2_MPS-2 | MPS-2 | 3 | soilTemp | Temperature | degC | 2012-06-28 | 2020-12-05 | 2 | 20 | 2 | 20
739 | LEO-E_20_3_2_MPS-2 | MPS-2 | 3 | soilTemp | Temperature | degC | 2012-06-28 | present | 3 | 20 | 2 | 20
741 | LEO-E_20_4_2_MPS-2 | MPS-2 | 3 | soilTemp | Temperature | degC | 2012-06-28 | present | 4 | 20 | 2 | 20
743 | LEO-E_20_5_2_MPS-2 | MPS-2 | 3 | soilTemp | Temperature | degC | 2012-06-28 | 2018-11-04 | 5 | 20 | 2 | 20
745 | LEO-E_20_1_4_MPS-2 | MPS-2 | 3 | soilTemp | Temperature | degC | 2012-06-28 | present | 1 | 20 | 4 | 50
747 | LEO-E_20_2_3_MPS-2 | MPS-2 | 3 | soilTemp | Temperature | degC | 2012-06-28 | present | 2 | 20 | 3 | 35
749 | LEO-E_20_3_4_MPS-2 | MPS-2 | 3 | soilTemp | Temperature | degC | 2012-06-28 | present | 3 | 20 | 4 | 50
751 | LEO-E_20_4_3_MPS-2 | MPS-2 | 3 | soilTemp | Temperature | degC | 2012-06-28 | present | 4 | 20 | 3 | 35
753 | LEO-E_20_5_4_MPS-2 | MPS-2 | 3 | soilTemp | Temperature | degC | 2012-06-28 | present | 5 | 20 | 4 | 50
755 | LEO-E_16_0_1_MPS-2 | MPS-2 | 3 | soilTemp | Temperature | degC | 2012-06-28 | present | 0 | 16 | 1 | 5
757 | LEO-E_16_0_2_MPS-2 | MPS-2 | 3 | soilTemp | Temperature | degC | 2012-06-28 | 2022-03-06 | 0 | 16 | 2 | 20
759 | LEO-E_16_0_3_MPS-2 | MPS-2 | 3 | soilTemp | Temperature | degC | 2012-06-28 | present | 0 | 16 | 3 | 35
762 | LEO-E_18_0_1_MPS-2 | MPS-2 | 3 | soilTemp | Temperature | degC | 2012-06-28 | 2019-06-09 | 0 | 18 | 1 | 5
765 | LEO-E_18_0_2_MPS-2 | MPS-2 | 3 | soilTemp | Temperature | degC | 2012-06-28 | present | 0 | 18 | 2 | 20
767 | LEO-E_18_0_4_MPS-2 | MPS-2 | 3 | soilTemp | Temperature | degC | 2012-06-28 | present | 0 | 18 | 4 | 50
769 | LEO-E_18_0_5_MPS-2 | MPS-2 | 3 | soilTemp | Temperature | degC | 2012-06-28 | present | 0 | 18 | 5 | 85
771 | LEO-E_20_0_1_MPS-2 | MPS-2 | 3 | soilTemp | Temperature | degC | 2012-06-28 | 2018-08-17 | 0 | 20 | 1 | 5
773 | LEO-E_20_0_2_MPS-2 | MPS-2 | 3 | soilTemp | Temperature | degC | 2012-06-28 | present | 0 | 20 | 2 | 20
775 | LEO-E_20_0_3_MPS-2 | MPS-2 | 3 | soilTemp | Temperature | degC | 2012-06-28 | present | 0 | 20 | 3 | 35
777 | LEO-E_22_0_1_MPS-2 | MPS-2 | 3 | soilTemp | Temperature | degC | 2012-06-28 | 2023-07-12 | 0 | 22 | 1 | 5
779 | LEO-E_22_0_2_MPS-2 | MPS-2 | 3 | soilTemp | Temperature | degC | 2012-06-28 | 2024-08-18 | 0 | 22 | 2 | 20
781 | LEO-E_22_0_4_MPS-2 | MPS-2 | 3 | soilTemp | Temperature | degC | 2012-06-28 | present | 0 | 22 | 4 | 50
783 | LEO-E_22_0_5_MPS-2 | MPS-2 | 3 | soilTemp | Temperature | degC | 2012-06-28 | 2024-11-28 | 0 | 22 | 5 | 85
787 | LEO-E_24_0_1_MPS-2 | MPS-2 | 3 | soilTemp | Temperature | degC | 2012-06-28 | present | 0 | 24 | 1 | 5
790 | LEO-E_24_0_2_MPS-2 | MPS-2 | 3 | soilTemp | Temperature | degC | 2012-06-28 | present | 0 | 24 | 2 | 20
792 | LEO-E_24_0_3_MPS-2 | MPS-2 | 3 | soilTemp | Temperature | degC | 2012-06-28 | 2021-03-25 | 0 | 24 | 3 | 35
794 | LEO-E_26_0_1_MPS-2 | MPS-2 | 3 | soilTemp | Temperature | degC | 2012-06-28 | present | 0 | 26 | 1 | 5
796 | LEO-E_26_0_2_MPS-2 | MPS-2 | 3 | soilTemp | Temperature | degC | 2012-06-28 | present | 0 | 26 | 2 | 20
798 | LEO-E_26_0_4_MPS-2 | MPS-2 | 3 | soilTemp | Temperature | degC | 2012-06-28 | present | 0 | 26 | 4 | 50
800 | LEO-E_26_0_5_MPS-2 | MPS-2 | 3 | soilTemp | Temperature | degC | 2012-06-28 | present | 0 | 26 | 5 | 85
802 | LEO-E_28_0_1_MPS-2 | MPS-2 | 3 | soilTemp | Temperature | degC | 2012-06-28 | 2018-11-02 | 0 | 28 | 1 | 5
804 | LEO-E_28_0_2_MPS-2 | MPS-2 | 3 | soilTemp | Temperature | degC | 2012-06-28 | present | 0 | 28 | 2 | 20
806 | LEO-E_28_0_3_MPS-2 | MPS-2 | 3 | soilTemp | Temperature | degC | 2012-06-28 | present | 0 | 28 | 3 | 35
808 | LEO-E_22_-5_1_MPS-2 | MPS-2 | 3 | soilTemp | Temperature | degC | 2012-06-28 | 2020-08-17 | -5 | 22 | 1 | 5
810 | LEO-E_22_-4_1_MPS-2 | MPS-2 | 3 | soilTemp | Temperature | degC | 2012-06-28 | 2019-04-05 | -4 | 22 | 1 | 5
812 | LEO-E_22_-3_1_MPS-2 | MPS-2 | 3 | soilTemp | Temperature | degC | 2012-06-28 | 2020-04-02 | -3 | 22 | 1 | 5
814 | LEO-E_22_-2_1_MPS-2 | MPS-2 | 3 | soilTemp | Temperature | degC | 2012-06-28 | 2019-04-03 | -2 | 22 | 1 | 5
816 | LEO-E_22_-1_1_MPS-2 | MPS-2 | 3 | soilTemp | Temperature | degC | 2012-06-28 | 2018-12-18 | -1 | 22 | 1 | 5
818 | LEO-E_22_-5_2_MPS-2 | MPS-2 | 3 | soilTemp | Temperature | degC | 2012-06-28 | present | -5 | 22 | 2 | 20
820 | LEO-E_22_-4_2_MPS-2 | MPS-2 | 3 | soilTemp | Temperature | degC | 2012-06-28 | present | -4 | 22 | 2 | 20
822 | LEO-E_22_-3_2_MPS-2 | MPS-2 | 3 | soilTemp | Temperature | degC | 2012-06-28 | 2020-09-13 | -3 | 22 | 2 | 20
824 | LEO-E_22_-2_2_MPS-2 | MPS-2 | 3 | soilTemp | Temperature | degC | 2012-06-28 | 2019-09-08 | -2 | 22 | 2 | 20
826 | LEO-E_22_-1_2_MPS-2 | MPS-2 | 3 | soilTemp | Temperature | degC | 2012-06-28 | 2021-03-19 | -1 | 22 | 2 | 20
828 | LEO-E_22_-5_3_MPS-2 | MPS-2 | 3 | soilTemp | Temperature | degC | 2012-06-28 | present | -5 | 22 | 3 | 35
830 | LEO-E_22_-4_4_MPS-2 | MPS-2 | 3 | soilTemp | Temperature | degC | 2012-06-28 | present | -4 | 22 | 4 | 50
832 | LEO-E_22_-3_3_MPS-2 | MPS-2 | 3 | soilTemp | Temperature | degC | 2012-06-28 | 2025-11-03 | -3 | 22 | 3 | 35
834 | LEO-E_22_-2_4_MPS-2 | MPS-2 | 3 | soilTemp | Temperature | degC | 2012-06-28 | present | -2 | 22 | 4 | 50
836 | LEO-E_22_-1_3_MPS-2 | MPS-2 | 3 | soilTemp | Temperature | degC | 2012-06-28 | present | -1 | 22 | 3 | 35
838 | LEO-E_22_-4_5_MPS-2 | MPS-2 | 3 | soilTemp | Temperature | degC | 2012-06-28 | present | -4 | 22 | 5 | 85
840 | LEO-E_22_-2_5_MPS-2 | MPS-2 | 3 | soilTemp | Temperature | degC | 2012-06-28 | present | -2 | 22 | 5 | 85
842 | LEO-E_24_-5_1_MPS-2 | MPS-2 | 3 | soilTemp | Temperature | degC | 2012-06-28 | 2023-06-18 | -5 | 24 | 1 | 5
847 | LEO-E_24_-4_1_MPS-2 | MPS-2 | 3 | soilTemp | Temperature | degC | 2012-06-28 | 2019-07-31 | -4 | 24 | 1 | 5
850 | LEO-E_24_-3_1_MPS-2 | MPS-2 | 3 | soilTemp | Temperature | degC | 2012-06-28 | 2020-05-17 | -3 | 24 | 1 | 5
852 | LEO-E_24_-2_1_MPS-2 | MPS-2 | 3 | soilTemp | Temperature | degC | 2012-06-28 | 2021-03-25 | -2 | 24 | 1 | 5
855 | LEO-E_24_-1_1_MPS-2 | MPS-2 | 3 | soilTemp | Temperature | degC | 2012-06-28 | 2014-05-13 | -1 | 24 | 1 | 5
857 | LEO-E_24_-5_2_MPS-2 | MPS-2 | 3 | soilTemp | Temperature | degC | 2012-06-28 | 2019-09-18 | -5 | 24 | 2 | 20
860 | LEO-E_24_-4_2_MPS-2 | MPS-2 | 3 | soilTemp | Temperature | degC | 2012-06-28 | 2018-08-15 | -4 | 24 | 2 | 20
862 | LEO-E_24_-3_2_MPS-2 | MPS-2 | 3 | soilTemp | Temperature | degC | 2012-06-28 | 2020-07-25 | -3 | 24 | 2 | 20
864 | LEO-E_24_-2_2_MPS-2 | MPS-2 | 3 | soilTemp | Temperature | degC | 2012-06-28 | 2025-06-15 | -2 | 24 | 2 | 20
867 | LEO-E_24_-1_2_MPS-2 | MPS-2 | 3 | soilTemp | Temperature | degC | 2012-06-28 | 2020-07-06 | -1 | 24 | 2 | 20
869 | LEO-E_24_-5_4_MPS-2 | MPS-2 | 3 | soilTemp | Temperature | degC | 2012-06-28 | present | -5 | 24 | 4 | 50
872 | LEO-E_24_-4_3_MPS-2 | MPS-2 | 3 | soilTemp | Temperature | degC | 2012-06-28 | 2021-04-27 | -4 | 24 | 3 | 35
874 | LEO-E_24_-3_4_MPS-2 | MPS-2 | 3 | soilTemp | Temperature | degC | 2012-06-28 | present | -3 | 24 | 4 | 50
876 | LEO-E_24_-2_3_MPS-2 | MPS-2 | 3 | soilTemp | Temperature | degC | 2012-06-28 | present | -2 | 24 | 3 | 35
879 | LEO-E_24_-1_4_MPS-2 | MPS-2 | 3 | soilTemp | Temperature | degC | 2012-06-28 | present | -1 | 24 | 4 | 50
881 | LEO-E_22_1_1_MPS-2 | MPS-2 | 3 | soilTemp | Temperature | degC | 2012-06-28 | 2019-03-18 | 1 | 22 | 1 | 5
883 | LEO-E_22_2_1_MPS-2 | MPS-2 | 3 | soilTemp | Temperature | degC | 2012-06-28 | 2020-08-18 | 2 | 22 | 1 | 5
885 | LEO-E_22_3_1_MPS-2 | MPS-2 | 3 | soilTemp | Temperature | degC | 2012-06-28 | 2020-06-25 | 3 | 22 | 1 | 5
887 | LEO-E_22_4_1_MPS-2 | MPS-2 | 3 | soilTemp | Temperature | degC | 2012-06-28 | 2025-06-12 | 4 | 22 | 1 | 5
889 | LEO-E_22_5_1_MPS-2 | MPS-2 | 3 | soilTemp | Temperature | degC | 2012-06-28 | 2022-04-07 | 5 | 22 | 1 | 5
891 | LEO-E_22_1_2_MPS-2 | MPS-2 | 3 | soilTemp | Temperature | degC | 2012-06-28 | present | 1 | 22 | 2 | 20
893 | LEO-E_22_2_2_MPS-2 | MPS-2 | 3 | soilTemp | Temperature | degC | 2012-06-28 | 2024-07-09 | 2 | 22 | 2 | 20
895 | LEO-E_22_3_2_MPS-2 | MPS-2 | 3 | soilTemp | Temperature | degC | 2012-06-28 | 2025-01-18 | 3 | 22 | 2 | 20
897 | LEO-E_22_4_2_MPS-2 | MPS-2 | 3 | soilTemp | Temperature | degC | 2012-06-28 | 2025-06-04 | 4 | 22 | 2 | 20
899 | LEO-E_22_5_2_MPS-2 | MPS-2 | 3 | soilTemp | Temperature | degC | 2012-06-28 | present | 5 | 22 | 2 | 20
901 | LEO-E_22_1_3_MPS-2 | MPS-2 | 3 | soilTemp | Temperature | degC | 2012-06-28 | present | 1 | 22 | 3 | 35
903 | LEO-E_22_2_4_MPS-2 | MPS-2 | 3 | soilTemp | Temperature | degC | 2012-06-28 | present | 2 | 22 | 4 | 50
905 | LEO-E_22_3_3_MPS-2 | MPS-2 | 3 | soilTemp | Temperature | degC | 2012-06-28 | present | 3 | 22 | 3 | 35
907 | LEO-E_22_4_4_MPS-2 | MPS-2 | 3 | soilTemp | Temperature | degC | 2012-06-28 | present | 4 | 22 | 4 | 50
909 | LEO-E_22_5_3_MPS-2 | MPS-2 | 3 | soilTemp | Temperature | degC | 2012-06-28 | present | 5 | 22 | 3 | 35
911 | LEO-E_22_2_5_MPS-2 | MPS-2 | 3 | soilTemp | Temperature | degC | 2012-06-28 | present | 2 | 22 | 5 | 85
913 | LEO-E_22_4_5_MPS-2 | MPS-2 | 3 | soilTemp | Temperature | degC | 2012-06-28 | present | 4 | 22 | 5 | 85
916 | LEO-E_24_1_1_MPS-2 | MPS-2 | 3 | soilTemp | Temperature | degC | 2012-06-28 | 2018-03-27 | 1 | 24 | 1 | 5
918 | LEO-E_24_2_1_MPS-2 | MPS-2 | 3 | soilTemp | Temperature | degC | 2012-06-28 | 2018-01-13 | 2 | 24 | 1 | 5
920 | LEO-E_24_3_1_MPS-2 | MPS-2 | 3 | soilTemp | Temperature | degC | 2012-06-28 | present | 3 | 24 | 1 | 5
925 | LEO-E_24_4_1_MPS-2 | MPS-2 | 3 | soilTemp | Temperature | degC | 2012-06-28 | 2020-01-20 | 4 | 24 | 1 | 5
928 | LEO-E_24_5_1_MPS-2 | MPS-2 | 3 | soilTemp | Temperature | degC | 2012-06-28 | 2021-03-21 | 5 | 24 | 1 | 5
931 | LEO-E_24_1_2_MPS-2 | MPS-2 | 3 | soilTemp | Temperature | degC | 2012-06-28 | 2021-06-09 | 1 | 24 | 2 | 20
933 | LEO-E_24_2_2_MPS-2 | MPS-2 | 3 | soilTemp | Temperature | degC | 2012-06-28 | 2020-07-07 | 2 | 24 | 2 | 20
935 | LEO-E_24_3_2_MPS-2 | MPS-2 | 3 | soilTemp | Temperature | degC | 2012-06-28 | present | 3 | 24 | 2 | 20
938 | LEO-E_24_4_2_MPS-2 | MPS-2 | 3 | soilTemp | Temperature | degC | 2012-06-28 | 2024-03-13 | 4 | 24 | 2 | 20
940 | LEO-E_24_5_2_MPS-2 | MPS-2 | 3 | soilTemp | Temperature | degC | 2012-06-28 | present | 5 | 24 | 2 | 20
943 | LEO-E_24_1_4_MPS-2 | MPS-2 | 3 | soilTemp | Temperature | degC | 2012-06-28 | present | 1 | 24 | 4 | 50
945 | LEO-E_24_2_3_MPS-2 | MPS-2 | 3 | soilTemp | Temperature | degC | 2012-06-28 | present | 2 | 24 | 3 | 35
947 | LEO-E_24_3_4_MPS-2 | MPS-2 | 3 | soilTemp | Temperature | degC | 2012-06-28 | present | 3 | 24 | 4 | 50
950 | LEO-E_24_4_3_MPS-2 | MPS-2 | 3 | soilTemp | Temperature | degC | 2012-06-28 | present | 4 | 24 | 3 | 35
952 | LEO-E_24_5_4_MPS-2 | MPS-2 | 3 | soilTemp | Temperature | degC | 2012-06-28 | present | 5 | 24 | 4 | 50
954 | LEO-E_26_-5_1_MPS-2 | MPS-2 | 3 | soilTemp | Temperature | degC | 2012-06-28 | 2025-02-26 | -5 | 26 | 1 | 5
956 | LEO-E_26_-4_1_MPS-2 | MPS-2 | 3 | soilTemp | Temperature | degC | 2012-06-28 | 2019-03-09 | -4 | 26 | 1 | 5
958 | LEO-E_26_-3_1_MPS-2 | MPS-2 | 3 | soilTemp | Temperature | degC | 2012-06-28 | 2018-08-15 | -3 | 26 | 1 | 5
960 | LEO-E_26_-2_1_MPS-2 | MPS-2 | 3 | soilTemp | Temperature | degC | 2012-06-28 | 2018-08-27 | -2 | 26 | 1 | 5
962 | LEO-E_26_-1_1_MPS-2 | MPS-2 | 3 | soilTemp | Temperature | degC | 2012-06-28 | 2025-05-12 | -1 | 26 | 1 | 5
964 | LEO-E_26_-5_2_MPS-2 | MPS-2 | 3 | soilTemp | Temperature | degC | 2012-06-28 | 2025-12-27 | -5 | 26 | 2 | 20
966 | LEO-E_26_-4_2_MPS-2 | MPS-2 | 3 | soilTemp | Temperature | degC | 2012-06-28 | 2022-08-01 | -4 | 26 | 2 | 20
968 | LEO-E_26_-3_2_MPS-2 | MPS-2 | 3 | soilTemp | Temperature | degC | 2012-06-28 | present | -3 | 26 | 2 | 20
970 | LEO-E_26_-2_2_MPS-2 | MPS-2 | 3 | soilTemp | Temperature | degC | 2012-06-28 | present | -2 | 26 | 2 | 20
972 | LEO-E_26_-1_2_MPS-2 | MPS-2 | 3 | soilTemp | Temperature | degC | 2012-06-28 | 2019-06-03 | -1 | 26 | 2 | 20
974 | LEO-E_26_-5_3_MPS-2 | MPS-2 | 3 | soilTemp | Temperature | degC | 2012-06-28 | 2020-03-20 | -5 | 26 | 3 | 35
976 | LEO-E_26_-4_4_MPS-2 | MPS-2 | 3 | soilTemp | Temperature | degC | 2012-06-28 | present | -4 | 26 | 4 | 50
978 | LEO-E_26_-3_3_MPS-2 | MPS-2 | 3 | soilTemp | Temperature | degC | 2012-06-28 | present | -3 | 26 | 3 | 35
980 | LEO-E_26_-2_4_MPS-2 | MPS-2 | 3 | soilTemp | Temperature | degC | 2012-06-28 | present | -2 | 26 | 4 | 50
982 | LEO-E_26_-1_3_MPS-2 | MPS-2 | 3 | soilTemp | Temperature | degC | 2012-06-28 | 2023-12-23 | -1 | 26 | 3 | 35
984 | LEO-E_26_-2_5_MPS-2 | MPS-2 | 3 | soilTemp | Temperature | degC | 2012-10-29 | 2016-01-15 | -2 | 26 | 5 | 85
986 | LEO-E_28_-5_1_MPS-2 | MPS-2 | 3 | soilTemp | Temperature | degC | 2012-06-28 | 2025-05-20 | -5 | 28 | 1 | 5
988 | LEO-E_28_-4_1_MPS-2 | MPS-2 | 3 | soilTemp | Temperature | degC | 2012-06-28 | 2021-03-11 | -4 | 28 | 1 | 5
990 | LEO-E_28_-3_1_MPS-2 | MPS-2 | 3 | soilTemp | Temperature | degC | 2012-06-28 | 2018-08-15 | -3 | 28 | 1 | 5
992 | LEO-E_28_-2_1_MPS-2 | MPS-2 | 3 | soilTemp | Temperature | degC | 2012-06-28 | 2024-09-16 | -2 | 28 | 1 | 5
994 | LEO-E_28_-1_1_MPS-2 | MPS-2 | 3 | soilTemp | Temperature | degC | 2012-06-28 | 2019-04-30 | -1 | 28 | 1 | 5
996 | LEO-E_28_-5_2_MPS-2 | MPS-2 | 3 | soilTemp | Temperature | degC | 2012-06-28 | present | -5 | 28 | 2 | 20
998 | LEO-E_28_-4_2_MPS-2 | MPS-2 | 3 | soilTemp | Temperature | degC | 2012-06-28 | 2023-03-23 | -4 | 28 | 2 | 20
1000 | LEO-E_28_-3_2_MPS-2 | MPS-2 | 3 | soilTemp | Temperature | degC | 2012-06-28 | present | -3 | 28 | 2 | 20
1002 | LEO-E_28_-2_2_MPS-2 | MPS-2 | 3 | soilTemp | Temperature | degC | 2012-06-28 | 2024-05-02 | -2 | 28 | 2 | 20
1004 | LEO-E_28_-1_2_MPS-2 | MPS-2 | 3 | soilTemp | Temperature | degC | 2012-06-28 | 2024-08-02 | -1 | 28 | 2 | 20
1006 | LEO-E_28_-5_4_MPS-2 | MPS-2 | 3 | soilTemp | Temperature | degC | 2012-06-28 | present | -5 | 28 | 4 | 50
1008 | LEO-E_28_-4_3_MPS-2 | MPS-2 | 3 | soilTemp | Temperature | degC | 2012-06-28 | present | -4 | 28 | 3 | 35
1010 | LEO-E_28_-3_4_MPS-2 | MPS-2 | 3 | soilTemp | Temperature | degC | 2012-06-28 | 2025-10-06 | -3 | 28 | 4 | 50
1012 | LEO-E_28_-2_3_MPS-2 | MPS-2 | 3 | soilTemp | Temperature | degC | 2012-06-28 | 2025-07-13 | -2 | 28 | 3 | 35
1014 | LEO-E_28_-1_4_MPS-2 | MPS-2 | 3 | soilTemp | Temperature | degC | 2012-06-28 | 2025-06-06 | -1 | 28 | 4 | 50
1016 | LEO-E_26_1_1_MPS-2 | MPS-2 | 3 | soilTemp | Temperature | degC | 2012-06-28 | 2020-05-11 | 1 | 26 | 1 | 5
1018 | LEO-E_26_2_1_MPS-2 | MPS-2 | 3 | soilTemp | Temperature | degC | 2012-06-28 | 2018-11-18 | 2 | 26 | 1 | 5
1020 | LEO-E_26_3_1_MPS-2 | MPS-2 | 3 | soilTemp | Temperature | degC | 2012-06-28 | 2017-07-20 | 3 | 26 | 1 | 5
1022 | LEO-E_26_4_1_MPS-2 | MPS-2 | 3 | soilTemp | Temperature | degC | 2012-06-28 | present | 4 | 26 | 1 | 5
1024 | LEO-E_26_5_1_MPS-2 | MPS-2 | 3 | soilTemp | Temperature | degC | 2012-06-28 | 2018-09-07 | 5 | 26 | 1 | 5
1026 | LEO-E_26_1_2_MPS-2 | MPS-2 | 3 | soilTemp | Temperature | degC | 2012-06-28 | 2022-03-03 | 1 | 26 | 2 | 20
1028 | LEO-E_26_2_2_MPS-2 | MPS-2 | 3 | soilTemp | Temperature | degC | 2012-06-28 | 2022-07-10 | 2 | 26 | 2 | 20
1030 | LEO-E_26_3_2_MPS-2 | MPS-2 | 3 | soilTemp | Temperature | degC | 2012-06-28 | present | 3 | 26 | 2 | 20
1032 | LEO-E_26_4_2_MPS-2 | MPS-2 | 3 | soilTemp | Temperature | degC | 2012-06-28 | present | 4 | 26 | 2 | 20
1034 | LEO-E_26_5_2_MPS-2 | MPS-2 | 3 | soilTemp | Temperature | degC | 2012-06-28 | 2021-06-22 | 5 | 26 | 2 | 20
1036 | LEO-E_26_1_3_MPS-2 | MPS-2 | 3 | soilTemp | Temperature | degC | 2012-06-28 | present | 1 | 26 | 3 | 35
1038 | LEO-E_26_2_4_MPS-2 | MPS-2 | 3 | soilTemp | Temperature | degC | 2012-06-28 | present | 2 | 26 | 4 | 50
1040 | LEO-E_26_3_3_MPS-2 | MPS-2 | 3 | soilTemp | Temperature | degC | 2012-06-28 | 2021-10-26 | 3 | 26 | 3 | 35
1042 | LEO-E_26_4_4_MPS-2 | MPS-2 | 3 | soilTemp | Temperature | degC | 2012-06-28 | 2024-05-02 | 4 | 26 | 4 | 50
1044 | LEO-E_26_5_3_MPS-2 | MPS-2 | 3 | soilTemp | Temperature | degC | 2012-06-28 | present | 5 | 26 | 3 | 35
1046 | LEO-E_26_2_5_MPS-2 | MPS-2 | 3 | soilTemp | Temperature | degC | 2012-06-28 | present | 2 | 26 | 5 | 85
1048 | LEO-E_28_1_1_MPS-2 | MPS-2 | 3 | soilTemp | Temperature | degC | 2012-06-29 | present | 1 | 28 | 1 | 5
1050 | LEO-E_28_2_1_MPS-2 | MPS-2 | 3 | soilTemp | Temperature | degC | 2012-06-28 | 2018-12-14 | 2 | 28 | 1 | 5
1052 | LEO-E_28_3_1_MPS-2 | MPS-2 | 3 | soilTemp | Temperature | degC | 2012-06-28 | 2019-01-29 | 3 | 28 | 1 | 5
1054 | LEO-E_28_4_1_MPS-2 | MPS-2 | 3 | soilTemp | Temperature | degC | 2012-06-28 | 2018-04-06 | 4 | 28 | 1 | 5
1056 | LEO-E_28_5_1_MPS-2 | MPS-2 | 3 | soilTemp | Temperature | degC | 2012-06-28 | 2022-03-17 | 5 | 28 | 1 | 5
1058 | LEO-E_28_1_2_MPS-2 | MPS-2 | 3 | soilTemp | Temperature | degC | 2012-06-29 | present | 1 | 28 | 2 | 20
1060 | LEO-E_28_2_2_MPS-2 | MPS-2 | 3 | soilTemp | Temperature | degC | 2012-06-28 | 2020-06-23 | 2 | 28 | 2 | 20
1062 | LEO-E_28_3_2_MPS-2 | MPS-2 | 3 | soilTemp | Temperature | degC | 2012-06-28 | 2022-03-15 | 3 | 28 | 2 | 20
1064 | LEO-E_28_4_2_MPS-2 | MPS-2 | 3 | soilTemp | Temperature | degC | 2012-06-28 | present | 4 | 28 | 2 | 20
1066 | LEO-E_28_5_2_MPS-2 | MPS-2 | 3 | soilTemp | Temperature | degC | 2012-06-28 | 2019-01-11 | 5 | 28 | 2 | 20
1068 | LEO-E_28_1_4_MPS-2 | MPS-2 | 3 | soilTemp | Temperature | degC | 2012-06-28 | present | 1 | 28 | 4 | 50
1070 | LEO-E_28_2_3_MPS-2 | MPS-2 | 3 | soilTemp | Temperature | degC | 2012-06-28 | 2025-01-12 | 2 | 28 | 3 | 35
1072 | LEO-E_28_3_4_MPS-2 | MPS-2 | 3 | soilTemp | Temperature | degC | 2012-06-28 | present | 3 | 28 | 4 | 50
1074 | LEO-E_28_4_3_MPS-2 | MPS-2 | 3 | soilTemp | Temperature | degC | 2012-06-28 | present | 4 | 28 | 3 | 35
1076 | LEO-E_28_5_4_MPS-2 | MPS-2 | 3 | soilTemp | Temperature | degC | 2012-06-28 | present | 5 | 28 | 4 | 50
2 | LEO-E_2_-5_1_MPS-2 | MPS-2 | 7 | MWP | Water potential | kPa | 2012-06-28 | 2020-07-15 | -5 | 2 | 1 | 5
4 | LEO-E_2_-4_1_MPS-2 | MPS-2 | 7 | MWP | Water potential | kPa | 2012-06-28 | 2018-12-20 | -4 | 2 | 1 | 5
6 | LEO-E_2_-3_1_MPS-2 | MPS-2 | 7 | MWP | Water potential | kPa | 2012-06-28 | 2021-05-11 | -3 | 2 | 1 | 5
8 | LEO-E_2_-2_1_MPS-2 | MPS-2 | 7 | MWP | Water potential | kPa | 2012-06-28 | 2020-07-07 | -2 | 2 | 1 | 5
10 | LEO-E_2_-1_1_MPS-2 | MPS-2 | 7 | MWP | Water potential | kPa | 2012-06-28 | 2019-07-20 | -1 | 2 | 1 | 5
12 | LEO-E_2_-5_2_MPS-2 | MPS-2 | 7 | MWP | Water potential | kPa | 2012-06-28 | present | -5 | 2 | 2 | 20
14 | LEO-E_2_-4_2_MPS-2 | MPS-2 | 7 | MWP | Water potential | kPa | 2012-06-28 | 2019-10-08 | -4 | 2 | 2 | 20
16 | LEO-E_2_-3_2_MPS-2 | MPS-2 | 7 | MWP | Water potential | kPa | 2012-06-28 | 2020-08-05 | -3 | 2 | 2 | 20
18 | LEO-E_2_-2_2_MPS-2 | MPS-2 | 7 | MWP | Water potential | kPa | 2012-06-28 | 2020-08-17 | -2 | 2 | 2 | 20
20 | LEO-E_2_-1_2_MPS-2 | MPS-2 | 7 | MWP | Water potential | kPa | 2013-03-13 | 2013-07-03 | -1 | 2 | 2 | 20
22 | LEO-E_2_-5_3_MPS-2 | MPS-2 | 7 | MWP | Water potential | kPa | 2016-01-15 | present | -5 | 2 | 3 | 35
24 | LEO-E_2_-4_4_MPS-2 | MPS-2 | 7 | MWP | Water potential | kPa | 2012-06-28 | present | -4 | 2 | 4 | 50
26 | LEO-E_2_-3_3_MPS-2 | MPS-2 | 7 | MWP | Water potential | kPa | 2012-06-28 | 2018-09-19 | -3 | 2 | 3 | 35
28 | LEO-E_2_-2_4_MPS-2 | MPS-2 | 7 | MWP | Water potential | kPa | 2012-06-28 | present | -2 | 2 | 4 | 50
30 | LEO-E_2_-1_3_MPS-2 | MPS-2 | 7 | MWP | Water potential | kPa | 2014-11-12 | 2015-05-24 | -1 | 2 | 3 | 35
32 | LEO-E_2_-4_5_MPS-2 | MPS-2 | 7 | MWP | Water potential | kPa | 2012-06-28 | present | -4 | 2 | 5 | 85
34 | LEO-E_2_-2_5_MPS-2 | MPS-2 | 7 | MWP | Water potential | kPa | 2012-06-28 | 2024-09-30 | -2 | 2 | 5 | 85
36 | LEO-E_4_-5_1_MPS-2 | MPS-2 | 7 | MWP | Water potential | kPa | 2012-06-28 | 2019-04-26 | -5 | 4 | 1 | 5
39 | LEO-E_4_-4_1_MPS-2 | MPS-2 | 7 | MWP | Water potential | kPa | 2012-06-28 | 2019-08-24 | -4 | 4 | 1 | 5
41 | LEO-E_4_-3_1_MPS-2 | MPS-2 | 7 | MWP | Water potential | kPa | 2012-06-28 | 2023-07-27 | -3 | 4 | 1 | 5
43 | LEO-E_4_-2_1_MPS-2 | MPS-2 | 7 | MWP | Water potential | kPa | 2012-06-28 | 2019-05-12 | -2 | 4 | 1 | 5
46 | LEO-E_4_-1_1_MPS-2 | MPS-2 | 7 | MWP | Water potential | kPa | 2012-06-28 | 2018-09-19 | -1 | 4 | 1 | 5
48 | LEO-E_4_-5_2_MPS-2 | MPS-2 | 7 | MWP | Water potential | kPa | 2012-06-28 | 2019-06-14 | -5 | 4 | 2 | 20
51 | LEO-E_4_-4_2_MPS-2 | MPS-2 | 7 | MWP | Water potential | kPa | 2012-06-28 | 2019-06-13 | -4 | 4 | 2 | 20
53 | LEO-E_4_-3_2_MPS-2 | MPS-2 | 7 | MWP | Water potential | kPa | 2012-06-28 | 2019-06-26 | -3 | 4 | 2 | 20
55 | LEO-E_4_-2_2_MPS-2 | MPS-2 | 7 | MWP | Water potential | kPa | 2012-06-28 | 2018-09-19 | -2 | 4 | 2 | 20
58 | LEO-E_4_-1_2_MPS-2 | MPS-2 | 7 | MWP | Water potential | kPa | 2012-06-28 | 2013-01-07 | -1 | 4 | 2 | 20
60 | LEO-E_4_-5_4_MPS-2 | MPS-2 | 7 | MWP | Water potential | kPa | 2012-06-28 | present | -5 | 4 | 4 | 50
63 | LEO-E_4_-4_3_MPS-2 | MPS-2 | 7 | MWP | Water potential | kPa | 2012-06-28 | 2024-04-20 | -4 | 4 | 3 | 35
65 | LEO-E_4_-3_4_MPS-2 | MPS-2 | 7 | MWP | Water potential | kPa | 2012-06-28 | present | -3 | 4 | 4 | 50
67 | LEO-E_4_-2_3_MPS-2 | MPS-2 | 7 | MWP | Water potential | kPa | 2012-06-28 | present | -2 | 4 | 3 | 35
70 | LEO-E_4_-1_4_MPS-2 | MPS-2 | 7 | MWP | Water potential | kPa | 2012-06-28 | present | -1 | 4 | 4 | 50
72 | LEO-E_2_1_1_MPS-2 | MPS-2 | 7 | MWP | Water potential | kPa | 2012-06-28 | 2019-07-15 | 1 | 2 | 1 | 5
74 | LEO-E_2_2_1_MPS-2 | MPS-2 | 7 | MWP | Water potential | kPa | 2012-06-28 | present | 2 | 2 | 1 | 5
76 | LEO-E_2_3_1_MPS-2 | MPS-2 | 7 | MWP | Water potential | kPa | 2012-06-28 | 2019-12-25 | 3 | 2 | 1 | 5
78 | LEO-E_2_4_1_MPS-2 | MPS-2 | 7 | MWP | Water potential | kPa | 2012-06-28 | 2020-07-27 | 4 | 2 | 1 | 5
80 | LEO-E_2_5_1_MPS-2 | MPS-2 | 7 | MWP | Water potential | kPa | 2012-06-28 | 2020-03-17 | 5 | 2 | 1 | 5
82 | LEO-E_2_1_2_MPS-2 | MPS-2 | 7 | MWP | Water potential | kPa | 2012-06-28 | present | 1 | 2 | 2 | 20
84 | LEO-E_2_2_2_MPS-2 | MPS-2 | 7 | MWP | Water potential | kPa | 2012-06-28 | 2023-10-25 | 2 | 2 | 2 | 20
86 | LEO-E_2_3_2_MPS-2 | MPS-2 | 7 | MWP | Water potential | kPa | 2012-06-28 | present | 3 | 2 | 2 | 20
88 | LEO-E_2_4_2_MPS-2 | MPS-2 | 7 | MWP | Water potential | kPa | 2012-06-28 | present | 4 | 2 | 2 | 20
90 | LEO-E_2_5_2_MPS-2 | MPS-2 | 7 | MWP | Water potential | kPa | 2012-06-28 | present | 5 | 2 | 2 | 20
92 | LEO-E_2_1_3_MPS-2 | MPS-2 | 7 | MWP | Water potential | kPa | 2012-06-28 | present | 1 | 2 | 3 | 35
94 | LEO-E_2_2_4_MPS-2 | MPS-2 | 7 | MWP | Water potential | kPa | 2012-06-28 | present | 2 | 2 | 4 | 50
96 | LEO-E_2_3_3_MPS-2 | MPS-2 | 7 | MWP | Water potential | kPa | 2012-06-28 | present | 3 | 2 | 3 | 35
98 | LEO-E_2_4_4_MPS-2 | MPS-2 | 7 | MWP | Water potential | kPa | 2012-06-28 | present | 4 | 2 | 4 | 50
100 | LEO-E_2_5_3_MPS-2 | MPS-2 | 7 | MWP | Water potential | kPa | 2012-06-28 | present | 5 | 2 | 3 | 35
102 | LEO-E_2_2_5_MPS-2 | MPS-2 | 7 | MWP | Water potential | kPa | 2012-06-28 | present | 2 | 2 | 5 | 85
104 | LEO-E_2_4_5_MPS-2 | MPS-2 | 7 | MWP | Water potential | kPa | 2012-06-28 | present | 4 | 2 | 5 | 85
107 | LEO-E_4_1_1_MPS-2 | MPS-2 | 7 | MWP | Water potential | kPa | 2012-06-28 | 2021-06-02 | 1 | 4 | 1 | 5
109 | LEO-E_4_2_1_MPS-2 | MPS-2 | 7 | MWP | Water potential | kPa | 2012-06-28 | 2021-04-07 | 2 | 4 | 1 | 5
111 | LEO-E_4_3_1_MPS-2 | MPS-2 | 7 | MWP | Water potential | kPa | 2012-06-28 | 2019-09-05 | 3 | 4 | 1 | 5
114 | LEO-E_4_4_1_MPS-2 | MPS-2 | 7 | MWP | Water potential | kPa | 2012-06-28 | 2018-09-19 | 4 | 4 | 1 | 5
116 | LEO-E_4_5_1_MPS-2 | MPS-2 | 7 | MWP | Water potential | kPa | 2012-06-28 | 2019-10-17 | 5 | 4 | 1 | 5
119 | LEO-E_4_1_2_MPS-2 | MPS-2 | 7 | MWP | Water potential | kPa | 2012-06-28 | 2022-07-23 | 1 | 4 | 2 | 20
121 | LEO-E_4_2_2_MPS-2 | MPS-2 | 7 | MWP | Water potential | kPa | 2012-06-28 | 2025-04-23 | 2 | 4 | 2 | 20
123 | LEO-E_4_3_2_MPS-2 | MPS-2 | 7 | MWP | Water potential | kPa | 2012-06-28 | 2019-09-08 | 3 | 4 | 2 | 20
126 | LEO-E_4_4_2_MPS-2 | MPS-2 | 7 | MWP | Water potential | kPa | 2012-06-28 | 2018-09-19 | 4 | 4 | 2 | 20
128 | LEO-E_4_5_2_MPS-2 | MPS-2 | 7 | MWP | Water potential | kPa | 2012-06-28 | 2024-06-16 | 5 | 4 | 2 | 20
131 | LEO-E_4_1_4_MPS-2 | MPS-2 | 7 | MWP | Water potential | kPa | 2012-06-28 | present | 1 | 4 | 4 | 50
133 | LEO-E_4_2_3_MPS-2 | MPS-2 | 7 | MWP | Water potential | kPa | 2012-06-28 | present | 2 | 4 | 3 | 35
135 | LEO-E_4_3_4_MPS-2 | MPS-2 | 7 | MWP | Water potential | kPa | 2012-06-28 | present | 3 | 4 | 4 | 50
138 | LEO-E_4_4_3_MPS-2 | MPS-2 | 7 | MWP | Water potential | kPa | 2012-06-28 | present | 4 | 4 | 3 | 35
140 | LEO-E_4_5_4_MPS-2 | MPS-2 | 7 | MWP | Water potential | kPa | 2012-06-28 | present | 5 | 4 | 4 | 50
142 | LEO-E_6_-5_1_MPS-2 | MPS-2 | 7 | MWP | Water potential | kPa | 2012-06-28 | present | -5 | 6 | 1 | 5
146 | LEO-E_6_-4_1_MPS-2 | MPS-2 | 7 | MWP | Water potential | kPa | 2012-06-28 | 2019-07-15 | -4 | 6 | 1 | 5
149 | LEO-E_6_-3_1_MPS-2 | MPS-2 | 7 | MWP | Water potential | kPa | 2012-06-28 | 2019-04-01 | -3 | 6 | 1 | 5
151 | LEO-E_6_-2_1_MPS-2 | MPS-2 | 7 | MWP | Water potential | kPa | 2012-06-28 | 2018-09-19 | -2 | 6 | 1 | 5
153 | LEO-E_6_-1_1_MPS-2 | MPS-2 | 7 | MWP | Water potential | kPa | 2012-06-28 | 2019-07-17 | -1 | 6 | 1 | 5
155 | LEO-E_6_-5_2_MPS-2 | MPS-2 | 7 | MWP | Water potential | kPa | 2012-06-28 | 2023-02-10 | -5 | 6 | 2 | 20
157 | LEO-E_6_-4_2_MPS-2 | MPS-2 | 7 | MWP | Water potential | kPa | 2012-06-28 | present | -4 | 6 | 2 | 20
159 | LEO-E_6_-3_2_MPS-2 | MPS-2 | 7 | MWP | Water potential | kPa | 2012-06-28 | 2018-10-15 | -3 | 6 | 2 | 20
161 | LEO-E_6_-2_2_MPS-2 | MPS-2 | 7 | MWP | Water potential | kPa | 2012-06-28 | present | -2 | 6 | 2 | 20
163 | LEO-E_6_-1_2_MPS-2 | MPS-2 | 7 | MWP | Water potential | kPa | 2012-06-28 | 2022-11-26 | -1 | 6 | 2 | 20
165 | LEO-E_6_-5_3_MPS-2 | MPS-2 | 7 | MWP | Water potential | kPa | 2012-06-28 | present | -5 | 6 | 3 | 35
167 | LEO-E_6_-4_4_MPS-2 | MPS-2 | 7 | MWP | Water potential | kPa | 2012-06-28 | present | -4 | 6 | 4 | 50
169 | LEO-E_6_-3_3_MPS-2 | MPS-2 | 7 | MWP | Water potential | kPa | 2012-06-28 | present | -3 | 6 | 3 | 35
171 | LEO-E_6_-2_4_MPS-2 | MPS-2 | 7 | MWP | Water potential | kPa | 2012-06-28 | 2025-06-05 | -2 | 6 | 4 | 50
173 | LEO-E_6_-1_3_MPS-2 | MPS-2 | 7 | MWP | Water potential | kPa | 2012-06-28 | present | -1 | 6 | 3 | 35
175 | LEO-E_6_-4_5_MPS-2 | MPS-2 | 7 | MWP | Water potential | kPa | 2012-06-28 | present | -4 | 6 | 5 | 85
177 | LEO-E_6_-2_5_MPS-2 | MPS-2 | 7 | MWP | Water potential | kPa | 2012-06-28 | present | -2 | 6 | 5 | 85
179 | LEO-E_8_-5_1_MPS-2 | MPS-2 | 7 | MWP | Water potential | kPa | 2012-06-28 | 2020-03-03 | -5 | 8 | 1 | 5
181 | LEO-E_8_-4_1_MPS-2 | MPS-2 | 7 | MWP | Water potential | kPa | 2012-06-28 | 2019-07-27 | -4 | 8 | 1 | 5
183 | LEO-E_8_-3_1_MPS-2 | MPS-2 | 7 | MWP | Water potential | kPa | 2012-06-28 | 2018-09-19 | -3 | 8 | 1 | 5
185 | LEO-E_8_-2_1_MPS-2 | MPS-2 | 7 | MWP | Water potential | kPa | 2012-06-28 | 2019-03-06 | -2 | 8 | 1 | 5
187 | LEO-E_8_-1_1_MPS-2 | MPS-2 | 7 | MWP | Water potential | kPa | 2012-06-28 | 2019-04-13 | -1 | 8 | 1 | 5
189 | LEO-E_8_-5_2_MPS-2 | MPS-2 | 7 | MWP | Water potential | kPa | 2012-06-28 | 2022-04-26 | -5 | 8 | 2 | 20
191 | LEO-E_8_-4_2_MPS-2 | MPS-2 | 7 | MWP | Water potential | kPa | 2012-06-28 | 2020-09-03 | -4 | 8 | 2 | 20
193 | LEO-E_8_-3_2_MPS-2 | MPS-2 | 7 | MWP | Water potential | kPa | 2012-06-28 | present | -3 | 8 | 2 | 20
195 | LEO-E_8_-2_2_MPS-2 | MPS-2 | 7 | MWP | Water potential | kPa | 2012-06-28 | 2023-07-05 | -2 | 8 | 2 | 20
197 | LEO-E_8_-1_2_MPS-2 | MPS-2 | 7 | MWP | Water potential | kPa | 2012-06-28 | 2021-09-13 | -1 | 8 | 2 | 20
199 | LEO-E_8_-5_4_MPS-2 | MPS-2 | 7 | MWP | Water potential | kPa | 2012-06-28 | present | -5 | 8 | 4 | 50
201 | LEO-E_8_-4_3_MPS-2 | MPS-2 | 7 | MWP | Water potential | kPa | 2012-06-28 | present | -4 | 8 | 3 | 35
203 | LEO-E_8_-3_4_MPS-2 | MPS-2 | 7 | MWP | Water potential | kPa | 2012-06-28 | 2025-07-19 | -3 | 8 | 4 | 50
205 | LEO-E_8_-2_3_MPS-2 | MPS-2 | 7 | MWP | Water potential | kPa | 2012-06-28 | present | -2 | 8 | 3 | 35
207 | LEO-E_8_-1_4_MPS-2 | MPS-2 | 7 | MWP | Water potential | kPa | 2012-06-28 | present | -1 | 8 | 4 | 50
209 | LEO-E_6_1_1_MPS-2 | MPS-2 | 7 | MWP | Water potential | kPa | 2012-06-28 | present | 1 | 6 | 1 | 5
211 | LEO-E_6_2_1_MPS-2 | MPS-2 | 7 | MWP | Water potential | kPa | 2012-06-28 | 2018-11-09 | 2 | 6 | 1 | 5
213 | LEO-E_6_3_1_MPS-2 | MPS-2 | 7 | MWP | Water potential | kPa | 2012-06-28 | 2020-08-17 | 3 | 6 | 1 | 5
217 | LEO-E_6_4_1_MPS-2 | MPS-2 | 7 | MWP | Water potential | kPa | 2012-06-28 | 2018-09-19 | 4 | 6 | 1 | 5
220 | LEO-E_6_5_1_MPS-2 | MPS-2 | 7 | MWP | Water potential | kPa | 2012-06-28 | present | 5 | 6 | 1 | 5
222 | LEO-E_6_1_2_MPS-2 | MPS-2 | 7 | MWP | Water potential | kPa | 2012-06-28 | present | 1 | 6 | 2 | 20
224 | LEO-E_6_2_2_MPS-2 | MPS-2 | 7 | MWP | Water potential | kPa | 2012-06-28 | 2019-01-26 | 2 | 6 | 2 | 20
226 | LEO-E_6_3_2_MPS-2 | MPS-2 | 7 | MWP | Water potential | kPa | 2012-06-28 | 2021-02-09 | 3 | 6 | 2 | 20
228 | LEO-E_6_4_2_MPS-2 | MPS-2 | 7 | MWP | Water potential | kPa | 2012-06-28 | 2019-09-15 | 4 | 6 | 2 | 20
230 | LEO-E_6_5_2_MPS-2 | MPS-2 | 7 | MWP | Water potential | kPa | 2012-06-28 | 2019-01-13 | 5 | 6 | 2 | 20
232 | LEO-E_6_1_3_MPS-2 | MPS-2 | 7 | MWP | Water potential | kPa | 2012-06-28 | present | 1 | 6 | 3 | 35
234 | LEO-E_6_2_4_MPS-2 | MPS-2 | 7 | MWP | Water potential | kPa | 2012-06-28 | present | 2 | 6 | 4 | 50
236 | LEO-E_6_3_3_MPS-2 | MPS-2 | 7 | MWP | Water potential | kPa | 2012-06-28 | 2024-08-21 | 3 | 6 | 3 | 35
238 | LEO-E_6_4_4_MPS-2 | MPS-2 | 7 | MWP | Water potential | kPa | 2012-06-28 | present | 4 | 6 | 4 | 50
240 | LEO-E_6_5_3_MPS-2 | MPS-2 | 7 | MWP | Water potential | kPa | 2012-06-28 | present | 5 | 6 | 3 | 35
242 | LEO-E_6_2_5_MPS-2 | MPS-2 | 7 | MWP | Water potential | kPa | 2012-06-28 | present | 2 | 6 | 5 | 85
244 | LEO-E_6_4_5_MPS-2 | MPS-2 | 7 | MWP | Water potential | kPa | 2012-06-28 | present | 4 | 6 | 5 | 85
246 | LEO-E_8_1_1_MPS-2 | MPS-2 | 7 | MWP | Water potential | kPa | 2012-06-28 | 2018-09-19 | 1 | 8 | 1 | 5
248 | LEO-E_8_2_1_MPS-2 | MPS-2 | 7 | MWP | Water potential | kPa | 2012-06-28 | 2019-07-11 | 2 | 8 | 1 | 5
250 | LEO-E_8_3_1_MPS-2 | MPS-2 | 7 | MWP | Water potential | kPa | 2012-06-28 | 2022-01-03 | 3 | 8 | 1 | 5
252 | LEO-E_8_4_1_MPS-2 | MPS-2 | 7 | MWP | Water potential | kPa | 2012-06-28 | 2021-12-26 | 4 | 8 | 1 | 5
254 | LEO-E_8_5_1_MPS-2 | MPS-2 | 7 | MWP | Water potential | kPa | 2012-06-28 | 2022-03-01 | 5 | 8 | 1 | 5
256 | LEO-E_8_1_2_MPS-2 | MPS-2 | 7 | MWP | Water potential | kPa | 2012-06-28 | 2021-05-05 | 1 | 8 | 2 | 20
258 | LEO-E_8_2_2_MPS-2 | MPS-2 | 7 | MWP | Water potential | kPa | 2012-06-28 | 2019-08-06 | 2 | 8 | 2 | 20
260 | LEO-E_8_3_2_MPS-2 | MPS-2 | 7 | MWP | Water potential | kPa | 2012-06-28 | 2019-07-29 | 3 | 8 | 2 | 20
262 | LEO-E_8_4_2_MPS-2 | MPS-2 | 7 | MWP | Water potential | kPa | 2012-06-28 | 2020-12-17 | 4 | 8 | 2 | 20
264 | LEO-E_8_5_2_MPS-2 | MPS-2 | 7 | MWP | Water potential | kPa | 2012-06-28 | 2022-03-28 | 5 | 8 | 2 | 20
266 | LEO-E_8_1_4_MPS-2 | MPS-2 | 7 | MWP | Water potential | kPa | 2012-06-28 | present | 1 | 8 | 4 | 50
268 | LEO-E_8_2_3_MPS-2 | MPS-2 | 7 | MWP | Water potential | kPa | 2012-06-28 | present | 2 | 8 | 3 | 35
270 | LEO-E_8_3_4_MPS-2 | MPS-2 | 7 | MWP | Water potential | kPa | 2012-06-28 | 2020-05-09 | 3 | 8 | 4 | 50
272 | LEO-E_8_4_3_MPS-2 | MPS-2 | 7 | MWP | Water potential | kPa | 2012-06-28 | present | 4 | 8 | 3 | 35
274 | LEO-E_8_5_4_MPS-2 | MPS-2 | 7 | MWP | Water potential | kPa | 2012-06-28 | 2025-12-02 | 5 | 8 | 4 | 50
276 | LEO-E_2_0_1_MPS-2 | MPS-2 | 7 | MWP | Water potential | kPa | 2012-06-28 | 2020-02-08 | 0 | 2 | 1 | 5
278 | LEO-E_2_0_2_MPS-2 | MPS-2 | 7 | MWP | Water potential | kPa | 2012-06-28 | present | 0 | 2 | 2 | 20
280 | LEO-E_2_0_4_MPS-2 | MPS-2 | 7 | MWP | Water potential | kPa | 2012-06-28 | present | 0 | 2 | 4 | 50
282 | LEO-E_2_0_5_MPS-2 | MPS-2 | 7 | MWP | Water potential | kPa | 2012-06-28 | present | 0 | 2 | 5 | 85
284 | LEO-E_4_0_1_MPS-2 | MPS-2 | 7 | MWP | Water potential | kPa | 2012-06-28 | present | 0 | 4 | 1 | 5
286 | LEO-E_4_0_2_MPS-2 | MPS-2 | 7 | MWP | Water potential | kPa | 2012-06-28 | present | 0 | 4 | 2 | 20
288 | LEO-E_4_0_4_MPS-2 | MPS-2 | 7 | MWP | Water potential | kPa | 2012-06-28 | present | 0 | 4 | 4 | 50
290 | LEO-E_4_0_5_MPS-2 | MPS-2 | 7 | MWP | Water potential | kPa | 2012-06-28 | present | 0 | 4 | 5 | 85
295 | LEO-E_6_0_1_MPS-2 | MPS-2 | 7 | MWP | Water potential | kPa | 2012-06-28 | 2020-08-27 | 0 | 6 | 1 | 5
298 | LEO-E_6_0_2_MPS-2 | MPS-2 | 7 | MWP | Water potential | kPa | 2012-06-28 | present | 0 | 6 | 2 | 20
300 | LEO-E_6_0_4_MPS-2 | MPS-2 | 7 | MWP | Water potential | kPa | 2012-06-28 | present | 0 | 6 | 4 | 50
302 | LEO-E_6_0_5_MPS-2 | MPS-2 | 7 | MWP | Water potential | kPa | 2012-06-28 | present | 0 | 6 | 5 | 85
304 | LEO-E_8_0_1_MPS-2 | MPS-2 | 7 | MWP | Water potential | kPa | 2012-06-28 | 2019-08-04 | 0 | 8 | 1 | 5
306 | LEO-E_8_0_2_MPS-2 | MPS-2 | 7 | MWP | Water potential | kPa | 2012-06-28 | 2024-07-20 | 0 | 8 | 2 | 20
308 | LEO-E_8_0_3_MPS-2 | MPS-2 | 7 | MWP | Water potential | kPa | 2012-06-28 | present | 0 | 8 | 3 | 35
310 | LEO-E_10_0_1_MPS-2 | MPS-2 | 7 | MWP | Water potential | kPa | 2012-06-28 | present | 0 | 10 | 1 | 5
312 | LEO-E_10_0_2_MPS-2 | MPS-2 | 7 | MWP | Water potential | kPa | 2012-06-28 | 2019-07-31 | 0 | 10 | 2 | 20
314 | LEO-E_10_0_4_MPS-2 | MPS-2 | 7 | MWP | Water potential | kPa | 2012-06-28 | present | 0 | 10 | 4 | 50
316 | LEO-E_10_0_5_MPS-2 | MPS-2 | 7 | MWP | Water potential | kPa | 2012-06-28 | present | 0 | 10 | 5 | 85
320 | LEO-E_12_0_1_MPS-2 | MPS-2 | 7 | MWP | Water potential | kPa | 2012-06-28 | 2021-06-26 | 0 | 12 | 1 | 5
323 | LEO-E_12_0_2_MPS-2 | MPS-2 | 7 | MWP | Water potential | kPa | 2012-06-28 | present | 0 | 12 | 2 | 20
325 | LEO-E_12_0_3_MPS-2 | MPS-2 | 7 | MWP | Water potential | kPa | 2012-06-28 | present | 0 | 12 | 3 | 35
327 | LEO-E_14_0_1_MPS-2 | MPS-2 | 7 | MWP | Water potential | kPa | 2012-06-28 | present | 0 | 14 | 1 | 5
329 | LEO-E_14_0_2_MPS-2 | MPS-2 | 7 | MWP | Water potential | kPa | 2012-06-28 | present | 0 | 14 | 2 | 20
331 | LEO-E_14_0_4_MPS-2 | MPS-2 | 7 | MWP | Water potential | kPa | 2012-06-28 | present | 0 | 14 | 4 | 50
333 | LEO-E_14_0_5_MPS-2 | MPS-2 | 7 | MWP | Water potential | kPa | 2012-06-28 | 2025-06-04 | 0 | 14 | 5 | 85
335 | LEO-E_10_-5_1_MPS-2 | MPS-2 | 7 | MWP | Water potential | kPa | 2012-06-28 | 2023-12-22 | -5 | 10 | 1 | 5
338 | LEO-E_10_-4_1_MPS-2 | MPS-2 | 7 | MWP | Water potential | kPa | 2012-06-28 | 2018-09-19 | -4 | 10 | 1 | 5
340 | LEO-E_10_-3_1_MPS-2 | MPS-2 | 7 | MWP | Water potential | kPa | 2012-06-28 | 2020-07-31 | -3 | 10 | 1 | 5
342 | LEO-E_10_-2_1_MPS-2 | MPS-2 | 7 | MWP | Water potential | kPa | 2012-06-28 | present | -2 | 10 | 1 | 5
345 | LEO-E_10_-1_1_MPS-2 | MPS-2 | 7 | MWP | Water potential | kPa | 2012-06-28 | 2019-03-11 | -1 | 10 | 1 | 5
347 | LEO-E_10_-5_2_MPS-2 | MPS-2 | 7 | MWP | Water potential | kPa | 2012-06-28 | present | -5 | 10 | 2 | 20
350 | LEO-E_10_-4_2_MPS-2 | MPS-2 | 7 | MWP | Water potential | kPa | 2012-06-28 | 2021-10-15 | -4 | 10 | 2 | 20
352 | LEO-E_10_-3_2_MPS-2 | MPS-2 | 7 | MWP | Water potential | kPa | 2012-06-28 | 2020-04-13 | -3 | 10 | 2 | 20
354 | LEO-E_10_-2_2_MPS-2 | MPS-2 | 7 | MWP | Water potential | kPa | 2012-06-28 | present | -2 | 10 | 2 | 20
357 | LEO-E_10_-1_2_MPS-2 | MPS-2 | 7 | MWP | Water potential | kPa | 2012-06-28 | present | -1 | 10 | 2 | 20
359 | LEO-E_10_-5_3_MPS-2 | MPS-2 | 7 | MWP | Water potential | kPa | 2012-06-28 | present | -5 | 10 | 3 | 35
362 | LEO-E_10_-4_4_MPS-2 | MPS-2 | 7 | MWP | Water potential | kPa | 2012-06-28 | present | -4 | 10 | 4 | 50
364 | LEO-E_10_-3_3_MPS-2 | MPS-2 | 7 | MWP | Water potential | kPa | 2012-06-28 | present | -3 | 10 | 3 | 35
366 | LEO-E_10_-2_4_MPS-2 | MPS-2 | 7 | MWP | Water potential | kPa | 2012-06-28 | present | -2 | 10 | 4 | 50
369 | LEO-E_10_-1_3_MPS-2 | MPS-2 | 7 | MWP | Water potential | kPa | 2012-06-28 | 2019-08-24 | -1 | 10 | 3 | 35
371 | LEO-E_10_-4_5_MPS-2 | MPS-2 | 7 | MWP | Water potential | kPa | 2012-06-28 | present | -4 | 10 | 5 | 85
373 | LEO-E_10_-2_5_MPS-2 | MPS-2 | 7 | MWP | Water potential | kPa | 2012-06-28 | present | -2 | 10 | 5 | 85
375 | LEO-E_12_-5_1_MPS-2 | MPS-2 | 7 | MWP | Water potential | kPa | 2012-06-28 | 2018-11-01 | -5 | 12 | 1 | 5
379 | LEO-E_12_-4_1_MPS-2 | MPS-2 | 7 | MWP | Water potential | kPa | 2012-06-28 | 2018-10-08 | -4 | 12 | 1 | 5
382 | LEO-E_12_-3_1_MPS-2 | MPS-2 | 7 | MWP | Water potential | kPa | 2012-06-28 | 2019-04-01 | -3 | 12 | 1 | 5
384 | LEO-E_12_-2_1_MPS-2 | MPS-2 | 7 | MWP | Water potential | kPa | 2012-06-28 | present | -2 | 12 | 1 | 5
386 | LEO-E_12_-1_1_MPS-2 | MPS-2 | 7 | MWP | Water potential | kPa | 2012-06-28 | 2018-09-19 | -1 | 12 | 1 | 5
388 | LEO-E_12_-5_2_MPS-2 | MPS-2 | 7 | MWP | Water potential | kPa | 2012-06-28 | 2021-04-07 | -5 | 12 | 2 | 20
390 | LEO-E_12_-4_2_MPS-2 | MPS-2 | 7 | MWP | Water potential | kPa | 2012-06-28 | present | -4 | 12 | 2 | 20
392 | LEO-E_12_-3_2_MPS-2 | MPS-2 | 7 | MWP | Water potential | kPa | 2012-06-28 | 2019-03-11 | -3 | 12 | 2 | 20
394 | LEO-E_12_-2_2_MPS-2 | MPS-2 | 7 | MWP | Water potential | kPa | 2012-06-28 | present | -2 | 12 | 2 | 20
396 | LEO-E_12_-1_2_MPS-2 | MPS-2 | 7 | MWP | Water potential | kPa | 2012-06-28 | present | -1 | 12 | 2 | 20
398 | LEO-E_12_-5_4_MPS-2 | MPS-2 | 7 | MWP | Water potential | kPa | 2012-06-28 | present | -5 | 12 | 4 | 50
400 | LEO-E_12_-4_3_MPS-2 | MPS-2 | 7 | MWP | Water potential | kPa | 2012-06-28 | 2025-11-04 | -4 | 12 | 3 | 35
402 | LEO-E_12_-3_4_MPS-2 | MPS-2 | 7 | MWP | Water potential | kPa | 2012-06-28 | present | -3 | 12 | 4 | 50
404 | LEO-E_12_-2_3_MPS-2 | MPS-2 | 7 | MWP | Water potential | kPa | 2012-06-28 | present | -2 | 12 | 3 | 35
406 | LEO-E_12_-1_4_MPS-2 | MPS-2 | 7 | MWP | Water potential | kPa | 2012-06-28 | present | -1 | 12 | 4 | 50
409 | LEO-E_10_1_1_MPS-2 | MPS-2 | 7 | MWP | Water potential | kPa | 2012-06-28 | 2025-04-15 | 1 | 10 | 1 | 5
411 | LEO-E_10_2_1_MPS-2 | MPS-2 | 7 | MWP | Water potential | kPa | 2012-06-28 | present | 2 | 10 | 1 | 5
413 | LEO-E_10_3_1_MPS-2 | MPS-2 | 7 | MWP | Water potential | kPa | 2012-06-28 | 2020-08-17 | 3 | 10 | 1 | 5
416 | LEO-E_10_4_1_MPS-2 | MPS-2 | 7 | MWP | Water potential | kPa | 2012-06-28 | 2020-05-02 | 4 | 10 | 1 | 5
418 | LEO-E_10_5_1_MPS-2 | MPS-2 | 7 | MWP | Water potential | kPa | 2012-06-28 | 2019-07-29 | 5 | 10 | 1 | 5
421 | LEO-E_10_1_2_MPS-2 | MPS-2 | 7 | MWP | Water potential | kPa | 2012-06-28 | 2020-05-27 | 1 | 10 | 2 | 20
423 | LEO-E_10_2_2_MPS-2 | MPS-2 | 7 | MWP | Water potential | kPa | 2012-06-28 | present | 2 | 10 | 2 | 20
425 | LEO-E_10_3_2_MPS-2 | MPS-2 | 7 | MWP | Water potential | kPa | 2012-06-28 | 2021-02-05 | 3 | 10 | 2 | 20
428 | LEO-E_10_4_2_MPS-2 | MPS-2 | 7 | MWP | Water potential | kPa | 2012-06-28 | 2018-09-19 | 4 | 10 | 2 | 20
430 | LEO-E_10_5_2_MPS-2 | MPS-2 | 7 | MWP | Water potential | kPa | 2012-06-28 | 2019-06-17 | 5 | 10 | 2 | 20
433 | LEO-E_10_1_3_MPS-2 | MPS-2 | 7 | MWP | Water potential | kPa | 2012-06-28 | present | 1 | 10 | 3 | 35
435 | LEO-E_10_2_4_MPS-2 | MPS-2 | 7 | MWP | Water potential | kPa | 2012-06-28 | present | 2 | 10 | 4 | 50
437 | LEO-E_10_3_3_MPS-2 | MPS-2 | 7 | MWP | Water potential | kPa | 2012-06-28 | present | 3 | 10 | 3 | 35
440 | LEO-E_10_4_4_MPS-2 | MPS-2 | 7 | MWP | Water potential | kPa | 2012-06-28 | 2018-09-19 | 4 | 10 | 4 | 50
442 | LEO-E_10_5_3_MPS-2 | MPS-2 | 7 | MWP | Water potential | kPa | 2012-06-28 | 2018-09-19 | 5 | 10 | 3 | 35
444 | LEO-E_10_2_5_MPS-2 | MPS-2 | 7 | MWP | Water potential | kPa | 2012-06-28 | present | 2 | 10 | 5 | 85
446 | LEO-E_10_4_5_MPS-2 | MPS-2 | 7 | MWP | Water potential | kPa | 2012-06-28 | 2024-10-24 | 4 | 10 | 5 | 85
448 | LEO-E_12_1_1_MPS-2 | MPS-2 | 7 | MWP | Water potential | kPa | 2012-06-28 | 2018-09-19 | 1 | 12 | 1 | 5
450 | LEO-E_12_2_1_MPS-2 | MPS-2 | 7 | MWP | Water potential | kPa | 2012-06-28 | present | 2 | 12 | 1 | 5
452 | LEO-E_12_3_1_MPS-2 | MPS-2 | 7 | MWP | Water potential | kPa | 2012-06-28 | 2019-04-14 | 3 | 12 | 1 | 5
456 | LEO-E_12_4_1_MPS-2 | MPS-2 | 7 | MWP | Water potential | kPa | 2012-06-28 | 2018-09-14 | 4 | 12 | 1 | 5
459 | LEO-E_12_5_1_MPS-2 | MPS-2 | 7 | MWP | Water potential | kPa | 2012-06-28 | 2018-08-15 | 5 | 12 | 1 | 5
461 | LEO-E_12_1_2_MPS-2 | MPS-2 | 7 | MWP | Water potential | kPa | 2012-06-28 | present | 1 | 12 | 2 | 20
463 | LEO-E_12_2_2_MPS-2 | MPS-2 | 7 | MWP | Water potential | kPa | 2012-06-28 | present | 2 | 12 | 2 | 20
465 | LEO-E_12_3_2_MPS-2 | MPS-2 | 7 | MWP | Water potential | kPa | 2012-06-28 | present | 3 | 12 | 2 | 20
467 | LEO-E_12_4_2_MPS-2 | MPS-2 | 7 | MWP | Water potential | kPa | 2012-06-28 | 2021-05-11 | 4 | 12 | 2 | 20
469 | LEO-E_12_5_2_MPS-2 | MPS-2 | 7 | MWP | Water potential | kPa | 2012-06-28 | present | 5 | 12 | 2 | 20
471 | LEO-E_12_1_4_MPS-2 | MPS-2 | 7 | MWP | Water potential | kPa | 2012-06-28 | present | 1 | 12 | 4 | 50
473 | LEO-E_12_2_3_MPS-2 | MPS-2 | 7 | MWP | Water potential | kPa | 2012-06-28 | 2020-03-02 | 2 | 12 | 3 | 35
475 | LEO-E_12_3_4_MPS-2 | MPS-2 | 7 | MWP | Water potential | kPa | 2012-06-28 | present | 3 | 12 | 4 | 50
477 | LEO-E_12_4_3_MPS-2 | MPS-2 | 7 | MWP | Water potential | kPa | 2012-06-28 | present | 4 | 12 | 3 | 35
479 | LEO-E_12_5_4_MPS-2 | MPS-2 | 7 | MWP | Water potential | kPa | 2012-06-28 | present | 5 | 12 | 4 | 50
481 | LEO-E_14_-5_1_MPS-2 | MPS-2 | 7 | MWP | Water potential | kPa | 2012-06-28 | 2020-04-19 | -5 | 14 | 1 | 5
483 | LEO-E_14_-4_1_MPS-2 | MPS-2 | 7 | MWP | Water potential | kPa | 2012-06-28 | 2018-08-15 | -4 | 14 | 1 | 5
485 | LEO-E_14_-3_1_MPS-2 | MPS-2 | 7 | MWP | Water potential | kPa | 2012-06-28 | 2018-08-15 | -3 | 14 | 1 | 5
487 | LEO-E_14_-2_1_MPS-2 | MPS-2 | 7 | MWP | Water potential | kPa | 2012-06-28 | 2019-08-28 | -2 | 14 | 1 | 5
489 | LEO-E_14_-1_1_MPS-2 | MPS-2 | 7 | MWP | Water potential | kPa | 2012-06-28 | 2021-02-11 | -1 | 14 | 1 | 5
491 | LEO-E_14_-5_2_MPS-2 | MPS-2 | 7 | MWP | Water potential | kPa | 2012-06-28 | present | -5 | 14 | 2 | 20
493 | LEO-E_14_-4_2_MPS-2 | MPS-2 | 7 | MWP | Water potential | kPa | 2012-06-28 | 2021-08-08 | -4 | 14 | 2 | 20
495 | LEO-E_14_-3_2_MPS-2 | MPS-2 | 7 | MWP | Water potential | kPa | 2012-06-28 | present | -3 | 14 | 2 | 20
497 | LEO-E_14_-2_2_MPS-2 | MPS-2 | 7 | MWP | Water potential | kPa | 2012-06-28 | 2020-03-08 | -2 | 14 | 2 | 20
499 | LEO-E_14_-1_2_MPS-2 | MPS-2 | 7 | MWP | Water potential | kPa | 2012-06-28 | 2021-02-07 | -1 | 14 | 2 | 20
501 | LEO-E_14_-5_3_MPS-2 | MPS-2 | 7 | MWP | Water potential | kPa | 2012-06-28 | present | -5 | 14 | 3 | 35
503 | LEO-E_14_-4_4_MPS-2 | MPS-2 | 7 | MWP | Water potential | kPa | 2012-06-28 | present | -4 | 14 | 4 | 50
505 | LEO-E_14_-3_3_MPS-2 | MPS-2 | 7 | MWP | Water potential | kPa | 2012-06-28 | 2024-08-03 | -3 | 14 | 3 | 35
507 | LEO-E_14_-2_4_MPS-2 | MPS-2 | 7 | MWP | Water potential | kPa | 2012-06-28 | present | -2 | 14 | 4 | 50
509 | LEO-E_14_-1_3_MPS-2 | MPS-2 | 7 | MWP | Water potential | kPa | 2012-06-28 | 2023-08-03 | -1 | 14 | 3 | 35
511 | LEO-E_14_-4_5_MPS-2 | MPS-2 | 7 | MWP | Water potential | kPa | 2012-06-28 | present | -4 | 14 | 5 | 85
513 | LEO-E_14_-2_5_MPS-2 | MPS-2 | 7 | MWP | Water potential | kPa | 2012-06-28 | present | -2 | 14 | 5 | 85
515 | LEO-E_16_-5_1_MPS-2 | MPS-2 | 7 | MWP | Water potential | kPa | 2012-06-28 | 2020-02-07 | -5 | 16 | 1 | 5
517 | LEO-E_16_-4_1_MPS-2 | MPS-2 | 7 | MWP | Water potential | kPa | 2012-06-28 | 2020-04-30 | -4 | 16 | 1 | 5
519 | LEO-E_16_-3_1_MPS-2 | MPS-2 | 7 | MWP | Water potential | kPa | 2012-06-28 | 2018-08-15 | -3 | 16 | 1 | 5
521 | LEO-E_16_-2_1_MPS-2 | MPS-2 | 7 | MWP | Water potential | kPa | 2012-06-28 | 2019-12-28 | -2 | 16 | 1 | 5
523 | LEO-E_16_-1_1_MPS-2 | MPS-2 | 7 | MWP | Water potential | kPa | 2012-06-28 | 2019-12-04 | -1 | 16 | 1 | 5
525 | LEO-E_16_-5_2_MPS-2 | MPS-2 | 7 | MWP | Water potential | kPa | 2012-06-28 | present | -5 | 16 | 2 | 20
527 | LEO-E_16_-4_2_MPS-2 | MPS-2 | 7 | MWP | Water potential | kPa | 2012-06-28 | 2019-08-02 | -4 | 16 | 2 | 20
529 | LEO-E_16_-3_2_MPS-2 | MPS-2 | 7 | MWP | Water potential | kPa | 2012-06-28 | present | -3 | 16 | 2 | 20
531 | LEO-E_16_-2_2_MPS-2 | MPS-2 | 7 | MWP | Water potential | kPa | 2012-06-28 | present | -2 | 16 | 2 | 20
533 | LEO-E_16_-1_2_MPS-2 | MPS-2 | 7 | MWP | Water potential | kPa | 2012-06-28 | present | -1 | 16 | 2 | 20
535 | LEO-E_16_-5_4_MPS-2 | MPS-2 | 7 | MWP | Water potential | kPa | 2012-06-28 | present | -5 | 16 | 4 | 50
537 | LEO-E_16_-4_3_MPS-2 | MPS-2 | 7 | MWP | Water potential | kPa | 2012-06-28 | present | -4 | 16 | 3 | 35
539 | LEO-E_16_-3_4_MPS-2 | MPS-2 | 7 | MWP | Water potential | kPa | 2012-06-28 | 2025-05-03 | -3 | 16 | 4 | 50
541 | LEO-E_16_-2_3_MPS-2 | MPS-2 | 7 | MWP | Water potential | kPa | 2012-06-28 | present | -2 | 16 | 3 | 35
543 | LEO-E_16_-1_4_MPS-2 | MPS-2 | 7 | MWP | Water potential | kPa | 2012-06-28 | present | -1 | 16 | 4 | 50
545 | LEO-E_14_1_1_MPS-2 | MPS-2 | 7 | MWP | Water potential | kPa | 2012-06-28 | 2020-03-04 | 1 | 14 | 1 | 5
547 | LEO-E_14_2_1_MPS-2 | MPS-2 | 7 | MWP | Water potential | kPa | 2012-06-28 | 2019-08-29 | 2 | 14 | 1 | 5
549 | LEO-E_14_3_1_MPS-2 | MPS-2 | 7 | MWP | Water potential | kPa | 2012-06-28 | 2020-05-29 | 3 | 14 | 1 | 5
551 | LEO-E_14_4_1_MPS-2 | MPS-2 | 7 | MWP | Water potential | kPa | 2012-06-28 | present | 4 | 14 | 1 | 5
553 | LEO-E_14_5_1_MPS-2 | MPS-2 | 7 | MWP | Water potential | kPa | 2012-06-28 | 2019-04-05 | 5 | 14 | 1 | 5
555 | LEO-E_14_1_2_MPS-2 | MPS-2 | 7 | MWP | Water potential | kPa | 2012-06-28 | present | 1 | 14 | 2 | 20
557 | LEO-E_14_2_2_MPS-2 | MPS-2 | 7 | MWP | Water potential | kPa | 2012-06-28 | 2019-05-08 | 2 | 14 | 2 | 20
559 | LEO-E_14_3_2_MPS-2 | MPS-2 | 7 | MWP | Water potential | kPa | 2012-06-28 | present | 3 | 14 | 2 | 20
561 | LEO-E_14_4_2_MPS-2 | MPS-2 | 7 | MWP | Water potential | kPa | 2012-06-28 | 2020-05-17 | 4 | 14 | 2 | 20
563 | LEO-E_14_5_2_MPS-2 | MPS-2 | 7 | MWP | Water potential | kPa | 2012-06-28 | present | 5 | 14 | 2 | 20
565 | LEO-E_14_1_3_MPS-2 | MPS-2 | 7 | MWP | Water potential | kPa | 2012-06-28 | 2025-01-02 | 1 | 14 | 3 | 35
567 | LEO-E_14_2_4_MPS-2 | MPS-2 | 7 | MWP | Water potential | kPa | 2012-06-28 | present | 2 | 14 | 4 | 50
569 | LEO-E_14_3_3_MPS-2 | MPS-2 | 7 | MWP | Water potential | kPa | 2012-06-28 | 2025-11-04 | 3 | 14 | 3 | 35
571 | LEO-E_14_4_4_MPS-2 | MPS-2 | 7 | MWP | Water potential | kPa | 2012-06-28 | present | 4 | 14 | 4 | 50
573 | LEO-E_14_5_3_MPS-2 | MPS-2 | 7 | MWP | Water potential | kPa | 2012-06-28 | 2023-05-30 | 5 | 14 | 3 | 35
575 | LEO-E_14_2_5_MPS-2 | MPS-2 | 7 | MWP | Water potential | kPa | 2012-06-28 | present | 2 | 14 | 5 | 85
577 | LEO-E_14_4_5_MPS-2 | MPS-2 | 7 | MWP | Water potential | kPa | 2012-06-28 | present | 4 | 14 | 5 | 85
579 | LEO-E_16_1_1_MPS-2 | MPS-2 | 7 | MWP | Water potential | kPa | 2012-06-28 | 2018-08-15 | 1 | 16 | 1 | 5
581 | LEO-E_16_2_1_MPS-2 | MPS-2 | 7 | MWP | Water potential | kPa | 2012-06-28 | 2018-08-15 | 2 | 16 | 1 | 5
583 | LEO-E_16_3_1_MPS-2 | MPS-2 | 7 | MWP | Water potential | kPa | 2012-06-28 | 2020-10-08 | 3 | 16 | 1 | 5
585 | LEO-E_16_4_1_MPS-2 | MPS-2 | 7 | MWP | Water potential | kPa | 2012-06-28 | 2018-08-15 | 4 | 16 | 1 | 5
587 | LEO-E_16_5_1_MPS-2 | MPS-2 | 7 | MWP | Water potential | kPa | 2012-06-28 | 2019-08-09 | 5 | 16 | 1 | 5
589 | LEO-E_16_1_2_MPS-2 | MPS-2 | 7 | MWP | Water potential | kPa | 2012-06-28 | present | 1 | 16 | 2 | 20
591 | LEO-E_16_2_2_MPS-2 | MPS-2 | 7 | MWP | Water potential | kPa | 2012-06-28 | 2021-06-04 | 2 | 16 | 2 | 20
593 | LEO-E_16_3_2_MPS-2 | MPS-2 | 7 | MWP | Water potential | kPa | 2012-06-28 | 2018-08-15 | 3 | 16 | 2 | 20
595 | LEO-E_16_4_2_MPS-2 | MPS-2 | 7 | MWP | Water potential | kPa | 2012-06-28 | 2018-08-15 | 4 | 16 | 2 | 20
597 | LEO-E_16_5_2_MPS-2 | MPS-2 | 7 | MWP | Water potential | kPa | 2012-06-28 | 2025-04-08 | 5 | 16 | 2 | 20
599 | LEO-E_16_1_4_MPS-2 | MPS-2 | 7 | MWP | Water potential | kPa | 2012-06-28 | 2025-04-12 | 1 | 16 | 4 | 50
601 | LEO-E_16_2_3_MPS-2 | MPS-2 | 7 | MWP | Water potential | kPa | 2012-06-28 | present | 2 | 16 | 3 | 35
603 | LEO-E_16_3_4_MPS-2 | MPS-2 | 7 | MWP | Water potential | kPa | 2012-06-28 | present | 3 | 16 | 4 | 50
605 | LEO-E_16_4_3_MPS-2 | MPS-2 | 7 | MWP | Water potential | kPa | 2012-06-28 | 2021-06-27 | 4 | 16 | 3 | 35
607 | LEO-E_16_5_4_MPS-2 | MPS-2 | 7 | MWP | Water potential | kPa | 2012-06-28 | present | 5 | 16 | 4 | 50
609 | LEO-E_18_-5_1_MPS-2 | MPS-2 | 7 | MWP | Water potential | kPa | 2012-06-28 | 2015-10-08 | -5 | 18 | 1 | 5
614 | LEO-E_18_-4_1_MPS-2 | MPS-2 | 7 | MWP | Water potential | kPa | 2012-06-28 | 2019-10-03 | -4 | 18 | 1 | 5
617 | LEO-E_18_-3_1_MPS-2 | MPS-2 | 7 | MWP | Water potential | kPa | 2012-06-28 | 2021-06-22 | -3 | 18 | 1 | 5
619 | LEO-E_18_-2_1_MPS-2 | MPS-2 | 7 | MWP | Water potential | kPa | 2012-06-28 | 2018-08-16 | -2 | 18 | 1 | 5
622 | LEO-E_18_-1_1_MPS-2 | MPS-2 | 7 | MWP | Water potential | kPa | 2012-06-28 | 2018-08-15 | -1 | 18 | 1 | 5
624 | LEO-E_18_-5_2_MPS-2 | MPS-2 | 7 | MWP | Water potential | kPa | 2012-06-28 | present | -5 | 18 | 2 | 20
627 | LEO-E_18_-4_2_MPS-2 | MPS-2 | 7 | MWP | Water potential | kPa | 2012-06-28 | 2019-02-26 | -4 | 18 | 2 | 20
629 | LEO-E_18_-3_2_MPS-2 | MPS-2 | 7 | MWP | Water potential | kPa | 2012-06-28 | 2020-01-21 | -3 | 18 | 2 | 20
631 | LEO-E_18_-2_2_MPS-2 | MPS-2 | 7 | MWP | Water potential | kPa | 2012-06-28 | 2019-04-21 | -2 | 18 | 2 | 20
634 | LEO-E_18_-1_2_MPS-2 | MPS-2 | 7 | MWP | Water potential | kPa | 2012-06-28 | 2023-03-30 | -1 | 18 | 2 | 20
636 | LEO-E_18_-5_3_MPS-2 | MPS-2 | 7 | MWP | Water potential | kPa | 2012-06-28 | present | -5 | 18 | 3 | 35
639 | LEO-E_18_-4_4_MPS-2 | MPS-2 | 7 | MWP | Water potential | kPa | 2012-06-28 | present | -4 | 18 | 4 | 50
641 | LEO-E_18_-3_3_MPS-2 | MPS-2 | 7 | MWP | Water potential | kPa | 2012-06-28 | present | -3 | 18 | 3 | 35
643 | LEO-E_18_-2_4_MPS-2 | MPS-2 | 7 | MWP | Water potential | kPa | 2012-06-28 | present | -2 | 18 | 4 | 50
646 | LEO-E_18_-1_3_MPS-2 | MPS-2 | 7 | MWP | Water potential | kPa | 2012-06-28 | present | -1 | 18 | 3 | 35
648 | LEO-E_18_-4_5_MPS-2 | MPS-2 | 7 | MWP | Water potential | kPa | 2012-06-28 | present | -4 | 18 | 5 | 85
650 | LEO-E_18_-2_5_MPS-2 | MPS-2 | 7 | MWP | Water potential | kPa | 2012-06-28 | present | -2 | 18 | 5 | 85
652 | LEO-E_20_-5_1_MPS-2 | MPS-2 | 7 | MWP | Water potential | kPa | 2012-06-28 | 2025-06-09 | -5 | 20 | 1 | 5
654 | LEO-E_20_-4_1_MPS-2 | MPS-2 | 7 | MWP | Water potential | kPa | 2012-06-28 | 2019-03-29 | -4 | 20 | 1 | 5
656 | LEO-E_20_-3_1_MPS-2 | MPS-2 | 7 | MWP | Water potential | kPa | 2012-06-28 | 2019-05-21 | -3 | 20 | 1 | 5
658 | LEO-E_20_-2_1_MPS-2 | MPS-2 | 7 | MWP | Water potential | kPa | 2012-06-28 | 2025-05-06 | -2 | 20 | 1 | 5
660 | LEO-E_20_-1_1_MPS-2 | MPS-2 | 7 | MWP | Water potential | kPa | 2012-06-28 | 2018-12-05 | -1 | 20 | 1 | 5
662 | LEO-E_20_-5_2_MPS-2 | MPS-2 | 7 | MWP | Water potential | kPa | 2012-06-28 | present | -5 | 20 | 2 | 20
664 | LEO-E_20_-4_2_MPS-2 | MPS-2 | 7 | MWP | Water potential | kPa | 2012-06-28 | 2019-10-13 | -4 | 20 | 2 | 20
666 | LEO-E_20_-3_2_MPS-2 | MPS-2 | 7 | MWP | Water potential | kPa | 2012-06-28 | 2018-08-15 | -3 | 20 | 2 | 20
668 | LEO-E_20_-2_2_MPS-2 | MPS-2 | 7 | MWP | Water potential | kPa | 2012-06-28 | present | -2 | 20 | 2 | 20
670 | LEO-E_20_-1_2_MPS-2 | MPS-2 | 7 | MWP | Water potential | kPa | 2012-06-28 | present | -1 | 20 | 2 | 20
672 | LEO-E_20_-5_4_MPS-2 | MPS-2 | 7 | MWP | Water potential | kPa | 2012-06-28 | present | -5 | 20 | 4 | 50
674 | LEO-E_20_-4_3_MPS-2 | MPS-2 | 7 | MWP | Water potential | kPa | 2012-06-28 | present | -4 | 20 | 3 | 35
676 | LEO-E_20_-3_4_MPS-2 | MPS-2 | 7 | MWP | Water potential | kPa | 2012-06-28 | present | -3 | 20 | 4 | 50
678 | LEO-E_20_-2_3_MPS-2 | MPS-2 | 7 | MWP | Water potential | kPa | 2012-06-28 | present | -2 | 20 | 3 | 35
680 | LEO-E_20_-1_4_MPS-2 | MPS-2 | 7 | MWP | Water potential | kPa | 2012-06-28 | present | -1 | 20 | 4 | 50
683 | LEO-E_18_1_1_MPS-2 | MPS-2 | 7 | MWP | Water potential | kPa | 2012-06-28 | 2018-08-15 | 1 | 18 | 1 | 5
685 | LEO-E_18_2_1_MPS-2 | MPS-2 | 7 | MWP | Water potential | kPa | 2012-06-28 | 2018-08-15 | 2 | 18 | 1 | 5
687 | LEO-E_18_3_1_MPS-2 | MPS-2 | 7 | MWP | Water potential | kPa | 2012-06-28 | 2018-09-29 | 3 | 18 | 1 | 5
692 | LEO-E_18_4_1_MPS-2 | MPS-2 | 7 | MWP | Water potential | kPa | 2012-06-28 | 2018-11-09 | 4 | 18 | 1 | 5
695 | LEO-E_18_5_1_MPS-2 | MPS-2 | 7 | MWP | Water potential | kPa | 2012-06-28 | 2018-08-15 | 5 | 18 | 1 | 5
698 | LEO-E_18_1_2_MPS-2 | MPS-2 | 7 | MWP | Water potential | kPa | 2012-06-28 | 2024-10-21 | 1 | 18 | 2 | 20
700 | LEO-E_18_2_2_MPS-2 | MPS-2 | 7 | MWP | Water potential | kPa | 2012-06-28 | 2020-01-31 | 2 | 18 | 2 | 20
702 | LEO-E_18_3_2_MPS-2 | MPS-2 | 7 | MWP | Water potential | kPa | 2012-06-28 | 2025-09-30 | 3 | 18 | 2 | 20
705 | LEO-E_18_4_2_MPS-2 | MPS-2 | 7 | MWP | Water potential | kPa | 2012-06-28 | present | 4 | 18 | 2 | 20
707 | LEO-E_18_5_2_MPS-2 | MPS-2 | 7 | MWP | Water potential | kPa | 2012-06-28 | 2020-06-29 | 5 | 18 | 2 | 20
710 | LEO-E_18_1_3_MPS-2 | MPS-2 | 7 | MWP | Water potential | kPa | 2012-06-28 | 2025-11-21 | 1 | 18 | 3 | 35
712 | LEO-E_18_2_4_MPS-2 | MPS-2 | 7 | MWP | Water potential | kPa | 2012-06-28 | present | 2 | 18 | 4 | 50
714 | LEO-E_18_3_3_MPS-2 | MPS-2 | 7 | MWP | Water potential | kPa | 2012-06-28 | 2024-05-04 | 3 | 18 | 3 | 35
717 | LEO-E_18_4_4_MPS-2 | MPS-2 | 7 | MWP | Water potential | kPa | 2012-06-28 | present | 4 | 18 | 4 | 50
719 | LEO-E_18_5_3_MPS-2 | MPS-2 | 7 | MWP | Water potential | kPa | 2012-06-28 | present | 5 | 18 | 3 | 35
721 | LEO-E_18_2_5_MPS-2 | MPS-2 | 7 | MWP | Water potential | kPa | 2012-06-28 | present | 2 | 18 | 5 | 85
723 | LEO-E_18_4_5_MPS-2 | MPS-2 | 7 | MWP | Water potential | kPa | 2012-06-28 | present | 4 | 18 | 5 | 85
725 | LEO-E_20_1_1_MPS-2 | MPS-2 | 7 | MWP | Water potential | kPa | 2012-06-28 | 2025-03-09 | 1 | 20 | 1 | 5
727 | LEO-E_20_2_1_MPS-2 | MPS-2 | 7 | MWP | Water potential | kPa | 2012-06-28 | 2019-08-03 | 2 | 20 | 1 | 5
729 | LEO-E_20_3_1_MPS-2 | MPS-2 | 7 | MWP | Water potential | kPa | 2012-06-28 | 2017-03-13 | 3 | 20 | 1 | 5
731 | LEO-E_20_4_1_MPS-2 | MPS-2 | 7 | MWP | Water potential | kPa | 2012-06-28 | present | 4 | 20 | 1 | 5
733 | LEO-E_20_5_1_MPS-2 | MPS-2 | 7 | MWP | Water potential | kPa | 2012-06-28 | 2019-06-30 | 5 | 20 | 1 | 5
735 | LEO-E_20_1_2_MPS-2 | MPS-2 | 7 | MWP | Water potential | kPa | 2012-06-28 | present | 1 | 20 | 2 | 20
737 | LEO-E_20_2_2_MPS-2 | MPS-2 | 7 | MWP | Water potential | kPa | 2012-06-28 | 2020-12-05 | 2 | 20 | 2 | 20
739 | LEO-E_20_3_2_MPS-2 | MPS-2 | 7 | MWP | Water potential | kPa | 2012-06-28 | present | 3 | 20 | 2 | 20
741 | LEO-E_20_4_2_MPS-2 | MPS-2 | 7 | MWP | Water potential | kPa | 2012-06-28 | present | 4 | 20 | 2 | 20
743 | LEO-E_20_5_2_MPS-2 | MPS-2 | 7 | MWP | Water potential | kPa | 2012-06-28 | 2018-11-04 | 5 | 20 | 2 | 20
745 | LEO-E_20_1_4_MPS-2 | MPS-2 | 7 | MWP | Water potential | kPa | 2012-06-28 | present | 1 | 20 | 4 | 50
747 | LEO-E_20_2_3_MPS-2 | MPS-2 | 7 | MWP | Water potential | kPa | 2012-06-28 | present | 2 | 20 | 3 | 35
749 | LEO-E_20_3_4_MPS-2 | MPS-2 | 7 | MWP | Water potential | kPa | 2012-06-28 | present | 3 | 20 | 4 | 50
751 | LEO-E_20_4_3_MPS-2 | MPS-2 | 7 | MWP | Water potential | kPa | 2012-06-28 | present | 4 | 20 | 3 | 35
753 | LEO-E_20_5_4_MPS-2 | MPS-2 | 7 | MWP | Water potential | kPa | 2012-06-28 | present | 5 | 20 | 4 | 50
755 | LEO-E_16_0_1_MPS-2 | MPS-2 | 7 | MWP | Water potential | kPa | 2012-06-28 | present | 0 | 16 | 1 | 5
757 | LEO-E_16_0_2_MPS-2 | MPS-2 | 7 | MWP | Water potential | kPa | 2012-06-28 | 2022-03-06 | 0 | 16 | 2 | 20
759 | LEO-E_16_0_3_MPS-2 | MPS-2 | 7 | MWP | Water potential | kPa | 2012-06-28 | present | 0 | 16 | 3 | 35
762 | LEO-E_18_0_1_MPS-2 | MPS-2 | 7 | MWP | Water potential | kPa | 2012-06-28 | 2019-06-09 | 0 | 18 | 1 | 5
765 | LEO-E_18_0_2_MPS-2 | MPS-2 | 7 | MWP | Water potential | kPa | 2012-06-28 | present | 0 | 18 | 2 | 20
767 | LEO-E_18_0_4_MPS-2 | MPS-2 | 7 | MWP | Water potential | kPa | 2012-06-28 | present | 0 | 18 | 4 | 50
769 | LEO-E_18_0_5_MPS-2 | MPS-2 | 7 | MWP | Water potential | kPa | 2012-06-28 | present | 0 | 18 | 5 | 85
771 | LEO-E_20_0_1_MPS-2 | MPS-2 | 7 | MWP | Water potential | kPa | 2012-06-28 | 2018-08-17 | 0 | 20 | 1 | 5
773 | LEO-E_20_0_2_MPS-2 | MPS-2 | 7 | MWP | Water potential | kPa | 2012-06-28 | present | 0 | 20 | 2 | 20
775 | LEO-E_20_0_3_MPS-2 | MPS-2 | 7 | MWP | Water potential | kPa | 2012-06-28 | present | 0 | 20 | 3 | 35
777 | LEO-E_22_0_1_MPS-2 | MPS-2 | 7 | MWP | Water potential | kPa | 2012-06-28 | 2023-07-12 | 0 | 22 | 1 | 5
779 | LEO-E_22_0_2_MPS-2 | MPS-2 | 7 | MWP | Water potential | kPa | 2012-06-28 | 2024-08-18 | 0 | 22 | 2 | 20
781 | LEO-E_22_0_4_MPS-2 | MPS-2 | 7 | MWP | Water potential | kPa | 2012-06-28 | present | 0 | 22 | 4 | 50
783 | LEO-E_22_0_5_MPS-2 | MPS-2 | 7 | MWP | Water potential | kPa | 2012-06-28 | 2024-11-28 | 0 | 22 | 5 | 85
787 | LEO-E_24_0_1_MPS-2 | MPS-2 | 7 | MWP | Water potential | kPa | 2012-06-28 | present | 0 | 24 | 1 | 5
790 | LEO-E_24_0_2_MPS-2 | MPS-2 | 7 | MWP | Water potential | kPa | 2012-06-28 | present | 0 | 24 | 2 | 20
792 | LEO-E_24_0_3_MPS-2 | MPS-2 | 7 | MWP | Water potential | kPa | 2012-06-28 | 2021-03-25 | 0 | 24 | 3 | 35
794 | LEO-E_26_0_1_MPS-2 | MPS-2 | 7 | MWP | Water potential | kPa | 2012-06-28 | present | 0 | 26 | 1 | 5
796 | LEO-E_26_0_2_MPS-2 | MPS-2 | 7 | MWP | Water potential | kPa | 2012-06-28 | present | 0 | 26 | 2 | 20
798 | LEO-E_26_0_4_MPS-2 | MPS-2 | 7 | MWP | Water potential | kPa | 2012-06-28 | present | 0 | 26 | 4 | 50
800 | LEO-E_26_0_5_MPS-2 | MPS-2 | 7 | MWP | Water potential | kPa | 2012-06-28 | present | 0 | 26 | 5 | 85
802 | LEO-E_28_0_1_MPS-2 | MPS-2 | 7 | MWP | Water potential | kPa | 2012-06-28 | 2018-11-02 | 0 | 28 | 1 | 5
804 | LEO-E_28_0_2_MPS-2 | MPS-2 | 7 | MWP | Water potential | kPa | 2012-06-28 | present | 0 | 28 | 2 | 20
806 | LEO-E_28_0_3_MPS-2 | MPS-2 | 7 | MWP | Water potential | kPa | 2012-06-28 | present | 0 | 28 | 3 | 35
808 | LEO-E_22_-5_1_MPS-2 | MPS-2 | 7 | MWP | Water potential | kPa | 2012-06-28 | 2020-08-17 | -5 | 22 | 1 | 5
810 | LEO-E_22_-4_1_MPS-2 | MPS-2 | 7 | MWP | Water potential | kPa | 2012-06-28 | 2019-04-05 | -4 | 22 | 1 | 5
812 | LEO-E_22_-3_1_MPS-2 | MPS-2 | 7 | MWP | Water potential | kPa | 2012-06-28 | 2020-04-02 | -3 | 22 | 1 | 5
814 | LEO-E_22_-2_1_MPS-2 | MPS-2 | 7 | MWP | Water potential | kPa | 2012-06-28 | 2019-04-03 | -2 | 22 | 1 | 5
816 | LEO-E_22_-1_1_MPS-2 | MPS-2 | 7 | MWP | Water potential | kPa | 2012-06-28 | 2018-12-18 | -1 | 22 | 1 | 5
818 | LEO-E_22_-5_2_MPS-2 | MPS-2 | 7 | MWP | Water potential | kPa | 2012-06-28 | present | -5 | 22 | 2 | 20
820 | LEO-E_22_-4_2_MPS-2 | MPS-2 | 7 | MWP | Water potential | kPa | 2012-06-28 | present | -4 | 22 | 2 | 20
822 | LEO-E_22_-3_2_MPS-2 | MPS-2 | 7 | MWP | Water potential | kPa | 2012-06-28 | 2020-09-13 | -3 | 22 | 2 | 20
824 | LEO-E_22_-2_2_MPS-2 | MPS-2 | 7 | MWP | Water potential | kPa | 2012-06-28 | 2019-09-08 | -2 | 22 | 2 | 20
826 | LEO-E_22_-1_2_MPS-2 | MPS-2 | 7 | MWP | Water potential | kPa | 2012-06-28 | 2021-03-19 | -1 | 22 | 2 | 20
828 | LEO-E_22_-5_3_MPS-2 | MPS-2 | 7 | MWP | Water potential | kPa | 2012-06-28 | present | -5 | 22 | 3 | 35
830 | LEO-E_22_-4_4_MPS-2 | MPS-2 | 7 | MWP | Water potential | kPa | 2012-06-28 | present | -4 | 22 | 4 | 50
832 | LEO-E_22_-3_3_MPS-2 | MPS-2 | 7 | MWP | Water potential | kPa | 2012-06-28 | 2025-11-03 | -3 | 22 | 3 | 35
834 | LEO-E_22_-2_4_MPS-2 | MPS-2 | 7 | MWP | Water potential | kPa | 2012-06-28 | present | -2 | 22 | 4 | 50
836 | LEO-E_22_-1_3_MPS-2 | MPS-2 | 7 | MWP | Water potential | kPa | 2012-06-28 | present | -1 | 22 | 3 | 35
838 | LEO-E_22_-4_5_MPS-2 | MPS-2 | 7 | MWP | Water potential | kPa | 2012-06-28 | present | -4 | 22 | 5 | 85
840 | LEO-E_22_-2_5_MPS-2 | MPS-2 | 7 | MWP | Water potential | kPa | 2012-06-28 | present | -2 | 22 | 5 | 85
842 | LEO-E_24_-5_1_MPS-2 | MPS-2 | 7 | MWP | Water potential | kPa | 2012-06-28 | 2023-06-18 | -5 | 24 | 1 | 5
847 | LEO-E_24_-4_1_MPS-2 | MPS-2 | 7 | MWP | Water potential | kPa | 2012-06-28 | 2019-07-31 | -4 | 24 | 1 | 5
850 | LEO-E_24_-3_1_MPS-2 | MPS-2 | 7 | MWP | Water potential | kPa | 2012-06-28 | 2020-05-17 | -3 | 24 | 1 | 5
852 | LEO-E_24_-2_1_MPS-2 | MPS-2 | 7 | MWP | Water potential | kPa | 2012-06-28 | 2021-03-25 | -2 | 24 | 1 | 5
855 | LEO-E_24_-1_1_MPS-2 | MPS-2 | 7 | MWP | Water potential | kPa | 2012-06-28 | 2014-05-13 | -1 | 24 | 1 | 5
857 | LEO-E_24_-5_2_MPS-2 | MPS-2 | 7 | MWP | Water potential | kPa | 2012-06-28 | 2019-09-18 | -5 | 24 | 2 | 20
860 | LEO-E_24_-4_2_MPS-2 | MPS-2 | 7 | MWP | Water potential | kPa | 2012-06-28 | 2018-08-15 | -4 | 24 | 2 | 20
862 | LEO-E_24_-3_2_MPS-2 | MPS-2 | 7 | MWP | Water potential | kPa | 2012-06-28 | 2020-07-25 | -3 | 24 | 2 | 20
864 | LEO-E_24_-2_2_MPS-2 | MPS-2 | 7 | MWP | Water potential | kPa | 2012-06-28 | 2025-06-15 | -2 | 24 | 2 | 20
867 | LEO-E_24_-1_2_MPS-2 | MPS-2 | 7 | MWP | Water potential | kPa | 2012-06-28 | 2020-07-06 | -1 | 24 | 2 | 20
869 | LEO-E_24_-5_4_MPS-2 | MPS-2 | 7 | MWP | Water potential | kPa | 2012-06-28 | present | -5 | 24 | 4 | 50
872 | LEO-E_24_-4_3_MPS-2 | MPS-2 | 7 | MWP | Water potential | kPa | 2012-06-28 | 2021-04-27 | -4 | 24 | 3 | 35
874 | LEO-E_24_-3_4_MPS-2 | MPS-2 | 7 | MWP | Water potential | kPa | 2012-06-28 | present | -3 | 24 | 4 | 50
876 | LEO-E_24_-2_3_MPS-2 | MPS-2 | 7 | MWP | Water potential | kPa | 2012-06-28 | present | -2 | 24 | 3 | 35
879 | LEO-E_24_-1_4_MPS-2 | MPS-2 | 7 | MWP | Water potential | kPa | 2012-06-28 | present | -1 | 24 | 4 | 50
881 | LEO-E_22_1_1_MPS-2 | MPS-2 | 7 | MWP | Water potential | kPa | 2012-06-28 | 2019-03-18 | 1 | 22 | 1 | 5
883 | LEO-E_22_2_1_MPS-2 | MPS-2 | 7 | MWP | Water potential | kPa | 2012-06-28 | 2020-08-18 | 2 | 22 | 1 | 5
885 | LEO-E_22_3_1_MPS-2 | MPS-2 | 7 | MWP | Water potential | kPa | 2012-06-28 | 2020-06-23 | 3 | 22 | 1 | 5
887 | LEO-E_22_4_1_MPS-2 | MPS-2 | 7 | MWP | Water potential | kPa | 2012-06-28 | 2025-06-12 | 4 | 22 | 1 | 5
889 | LEO-E_22_5_1_MPS-2 | MPS-2 | 7 | MWP | Water potential | kPa | 2012-06-28 | 2022-04-07 | 5 | 22 | 1 | 5
891 | LEO-E_22_1_2_MPS-2 | MPS-2 | 7 | MWP | Water potential | kPa | 2012-06-28 | present | 1 | 22 | 2 | 20
893 | LEO-E_22_2_2_MPS-2 | MPS-2 | 7 | MWP | Water potential | kPa | 2012-06-28 | 2024-07-09 | 2 | 22 | 2 | 20
895 | LEO-E_22_3_2_MPS-2 | MPS-2 | 7 | MWP | Water potential | kPa | 2012-06-28 | 2025-01-18 | 3 | 22 | 2 | 20
897 | LEO-E_22_4_2_MPS-2 | MPS-2 | 7 | MWP | Water potential | kPa | 2012-06-28 | 2025-06-04 | 4 | 22 | 2 | 20
899 | LEO-E_22_5_2_MPS-2 | MPS-2 | 7 | MWP | Water potential | kPa | 2012-06-28 | present | 5 | 22 | 2 | 20
901 | LEO-E_22_1_3_MPS-2 | MPS-2 | 7 | MWP | Water potential | kPa | 2012-06-28 | present | 1 | 22 | 3 | 35
903 | LEO-E_22_2_4_MPS-2 | MPS-2 | 7 | MWP | Water potential | kPa | 2012-06-28 | present | 2 | 22 | 4 | 50
905 | LEO-E_22_3_3_MPS-2 | MPS-2 | 7 | MWP | Water potential | kPa | 2012-06-28 | present | 3 | 22 | 3 | 35
907 | LEO-E_22_4_4_MPS-2 | MPS-2 | 7 | MWP | Water potential | kPa | 2012-06-28 | present | 4 | 22 | 4 | 50
909 | LEO-E_22_5_3_MPS-2 | MPS-2 | 7 | MWP | Water potential | kPa | 2012-06-28 | present | 5 | 22 | 3 | 35
911 | LEO-E_22_2_5_MPS-2 | MPS-2 | 7 | MWP | Water potential | kPa | 2012-06-28 | present | 2 | 22 | 5 | 85
913 | LEO-E_22_4_5_MPS-2 | MPS-2 | 7 | MWP | Water potential | kPa | 2012-06-28 | present | 4 | 22 | 5 | 85
916 | LEO-E_24_1_1_MPS-2 | MPS-2 | 7 | MWP | Water potential | kPa | 2012-06-28 | 2018-03-27 | 1 | 24 | 1 | 5
918 | LEO-E_24_2_1_MPS-2 | MPS-2 | 7 | MWP | Water potential | kPa | 2012-06-28 | 2018-01-13 | 2 | 24 | 1 | 5
920 | LEO-E_24_3_1_MPS-2 | MPS-2 | 7 | MWP | Water potential | kPa | 2012-06-28 | present | 3 | 24 | 1 | 5
925 | LEO-E_24_4_1_MPS-2 | MPS-2 | 7 | MWP | Water potential | kPa | 2012-06-28 | 2020-01-20 | 4 | 24 | 1 | 5
928 | LEO-E_24_5_1_MPS-2 | MPS-2 | 7 | MWP | Water potential | kPa | 2012-06-28 | 2021-03-21 | 5 | 24 | 1 | 5
931 | LEO-E_24_1_2_MPS-2 | MPS-2 | 7 | MWP | Water potential | kPa | 2012-06-28 | 2021-06-09 | 1 | 24 | 2 | 20
933 | LEO-E_24_2_2_MPS-2 | MPS-2 | 7 | MWP | Water potential | kPa | 2012-06-28 | 2020-07-07 | 2 | 24 | 2 | 20
935 | LEO-E_24_3_2_MPS-2 | MPS-2 | 7 | MWP | Water potential | kPa | 2012-06-28 | present | 3 | 24 | 2 | 20
938 | LEO-E_24_4_2_MPS-2 | MPS-2 | 7 | MWP | Water potential | kPa | 2012-06-28 | 2024-03-13 | 4 | 24 | 2 | 20
940 | LEO-E_24_5_2_MPS-2 | MPS-2 | 7 | MWP | Water potential | kPa | 2012-06-28 | present | 5 | 24 | 2 | 20
943 | LEO-E_24_1_4_MPS-2 | MPS-2 | 7 | MWP | Water potential | kPa | 2012-06-28 | present | 1 | 24 | 4 | 50
945 | LEO-E_24_2_3_MPS-2 | MPS-2 | 7 | MWP | Water potential | kPa | 2012-06-28 | present | 2 | 24 | 3 | 35
947 | LEO-E_24_3_4_MPS-2 | MPS-2 | 7 | MWP | Water potential | kPa | 2012-06-28 | present | 3 | 24 | 4 | 50
950 | LEO-E_24_4_3_MPS-2 | MPS-2 | 7 | MWP | Water potential | kPa | 2012-06-28 | present | 4 | 24 | 3 | 35
952 | LEO-E_24_5_4_MPS-2 | MPS-2 | 7 | MWP | Water potential | kPa | 2012-06-28 | present | 5 | 24 | 4 | 50
954 | LEO-E_26_-5_1_MPS-2 | MPS-2 | 7 | MWP | Water potential | kPa | 2012-06-28 | 2025-02-26 | -5 | 26 | 1 | 5
956 | LEO-E_26_-4_1_MPS-2 | MPS-2 | 7 | MWP | Water potential | kPa | 2012-06-28 | 2019-03-09 | -4 | 26 | 1 | 5
958 | LEO-E_26_-3_1_MPS-2 | MPS-2 | 7 | MWP | Water potential | kPa | 2012-06-28 | 2018-08-15 | -3 | 26 | 1 | 5
960 | LEO-E_26_-2_1_MPS-2 | MPS-2 | 7 | MWP | Water potential | kPa | 2012-06-28 | 2018-08-27 | -2 | 26 | 1 | 5
962 | LEO-E_26_-1_1_MPS-2 | MPS-2 | 7 | MWP | Water potential | kPa | 2012-06-28 | 2025-05-12 | -1 | 26 | 1 | 5
964 | LEO-E_26_-5_2_MPS-2 | MPS-2 | 7 | MWP | Water potential | kPa | 2012-06-28 | 2025-12-27 | -5 | 26 | 2 | 20
966 | LEO-E_26_-4_2_MPS-2 | MPS-2 | 7 | MWP | Water potential | kPa | 2012-06-28 | 2022-08-01 | -4 | 26 | 2 | 20
968 | LEO-E_26_-3_2_MPS-2 | MPS-2 | 7 | MWP | Water potential | kPa | 2012-06-28 | present | -3 | 26 | 2 | 20
970 | LEO-E_26_-2_2_MPS-2 | MPS-2 | 7 | MWP | Water potential | kPa | 2012-06-28 | present | -2 | 26 | 2 | 20
972 | LEO-E_26_-1_2_MPS-2 | MPS-2 | 7 | MWP | Water potential | kPa | 2012-06-28 | 2019-06-03 | -1 | 26 | 2 | 20
974 | LEO-E_26_-5_3_MPS-2 | MPS-2 | 7 | MWP | Water potential | kPa | 2012-06-28 | 2020-03-20 | -5 | 26 | 3 | 35
976 | LEO-E_26_-4_4_MPS-2 | MPS-2 | 7 | MWP | Water potential | kPa | 2012-06-28 | present | -4 | 26 | 4 | 50
978 | LEO-E_26_-3_3_MPS-2 | MPS-2 | 7 | MWP | Water potential | kPa | 2012-06-28 | present | -3 | 26 | 3 | 35
980 | LEO-E_26_-2_4_MPS-2 | MPS-2 | 7 | MWP | Water potential | kPa | 2012-06-28 | present | -2 | 26 | 4 | 50
982 | LEO-E_26_-1_3_MPS-2 | MPS-2 | 7 | MWP | Water potential | kPa | 2012-06-28 | 2023-12-23 | -1 | 26 | 3 | 35
984 | LEO-E_26_-2_5_MPS-2 | MPS-2 | 7 | MWP | Water potential | kPa | 2012-07-17 | 2016-01-15 | -2 | 26 | 5 | 85
986 | LEO-E_28_-5_1_MPS-2 | MPS-2 | 7 | MWP | Water potential | kPa | 2012-06-28 | 2025-05-20 | -5 | 28 | 1 | 5
988 | LEO-E_28_-4_1_MPS-2 | MPS-2 | 7 | MWP | Water potential | kPa | 2012-06-28 | 2021-03-11 | -4 | 28 | 1 | 5
990 | LEO-E_28_-3_1_MPS-2 | MPS-2 | 7 | MWP | Water potential | kPa | 2012-06-28 | 2018-08-15 | -3 | 28 | 1 | 5
992 | LEO-E_28_-2_1_MPS-2 | MPS-2 | 7 | MWP | Water potential | kPa | 2012-06-28 | 2024-09-16 | -2 | 28 | 1 | 5
994 | LEO-E_28_-1_1_MPS-2 | MPS-2 | 7 | MWP | Water potential | kPa | 2012-06-28 | 2019-04-30 | -1 | 28 | 1 | 5
996 | LEO-E_28_-5_2_MPS-2 | MPS-2 | 7 | MWP | Water potential | kPa | 2012-06-28 | present | -5 | 28 | 2 | 20
998 | LEO-E_28_-4_2_MPS-2 | MPS-2 | 7 | MWP | Water potential | kPa | 2012-06-28 | 2023-03-23 | -4 | 28 | 2 | 20
1000 | LEO-E_28_-3_2_MPS-2 | MPS-2 | 7 | MWP | Water potential | kPa | 2012-06-28 | present | -3 | 28 | 2 | 20
1002 | LEO-E_28_-2_2_MPS-2 | MPS-2 | 7 | MWP | Water potential | kPa | 2012-06-28 | 2024-05-02 | -2 | 28 | 2 | 20
1004 | LEO-E_28_-1_2_MPS-2 | MPS-2 | 7 | MWP | Water potential | kPa | 2012-06-28 | 2024-08-02 | -1 | 28 | 2 | 20
1006 | LEO-E_28_-5_4_MPS-2 | MPS-2 | 7 | MWP | Water potential | kPa | 2012-06-28 | present | -5 | 28 | 4 | 50
1008 | LEO-E_28_-4_3_MPS-2 | MPS-2 | 7 | MWP | Water potential | kPa | 2012-06-28 | present | -4 | 28 | 3 | 35
1010 | LEO-E_28_-3_4_MPS-2 | MPS-2 | 7 | MWP | Water potential | kPa | 2012-06-28 | 2025-10-06 | -3 | 28 | 4 | 50
1012 | LEO-E_28_-2_3_MPS-2 | MPS-2 | 7 | MWP | Water potential | kPa | 2012-06-28 | 2025-07-13 | -2 | 28 | 3 | 35
1014 | LEO-E_28_-1_4_MPS-2 | MPS-2 | 7 | MWP | Water potential | kPa | 2012-06-28 | 2025-06-06 | -1 | 28 | 4 | 50
1016 | LEO-E_26_1_1_MPS-2 | MPS-2 | 7 | MWP | Water potential | kPa | 2012-06-28 | 2020-05-11 | 1 | 26 | 1 | 5
1018 | LEO-E_26_2_1_MPS-2 | MPS-2 | 7 | MWP | Water potential | kPa | 2012-06-28 | 2018-11-18 | 2 | 26 | 1 | 5
1020 | LEO-E_26_3_1_MPS-2 | MPS-2 | 7 | MWP | Water potential | kPa | 2012-06-28 | 2017-07-20 | 3 | 26 | 1 | 5
1022 | LEO-E_26_4_1_MPS-2 | MPS-2 | 7 | MWP | Water potential | kPa | 2012-06-28 | present | 4 | 26 | 1 | 5
1024 | LEO-E_26_5_1_MPS-2 | MPS-2 | 7 | MWP | Water potential | kPa | 2012-06-28 | 2018-09-07 | 5 | 26 | 1 | 5
1026 | LEO-E_26_1_2_MPS-2 | MPS-2 | 7 | MWP | Water potential | kPa | 2012-06-28 | 2022-03-03 | 1 | 26 | 2 | 20
1028 | LEO-E_26_2_2_MPS-2 | MPS-2 | 7 | MWP | Water potential | kPa | 2012-06-28 | 2022-07-10 | 2 | 26 | 2 | 20
1030 | LEO-E_26_3_2_MPS-2 | MPS-2 | 7 | MWP | Water potential | kPa | 2012-06-28 | present | 3 | 26 | 2 | 20
1032 | LEO-E_26_4_2_MPS-2 | MPS-2 | 7 | MWP | Water potential | kPa | 2012-06-28 | present | 4 | 26 | 2 | 20
1034 | LEO-E_26_5_2_MPS-2 | MPS-2 | 7 | MWP | Water potential | kPa | 2012-06-28 | 2021-06-22 | 5 | 26 | 2 | 20
1036 | LEO-E_26_1_3_MPS-2 | MPS-2 | 7 | MWP | Water potential | kPa | 2012-06-28 | present | 1 | 26 | 3 | 35
1038 | LEO-E_26_2_4_MPS-2 | MPS-2 | 7 | MWP | Water potential | kPa | 2012-06-28 | present | 2 | 26 | 4 | 50
1040 | LEO-E_26_3_3_MPS-2 | MPS-2 | 7 | MWP | Water potential | kPa | 2012-06-28 | 2021-10-26 | 3 | 26 | 3 | 35
1042 | LEO-E_26_4_4_MPS-2 | MPS-2 | 7 | MWP | Water potential | kPa | 2012-06-28 | 2024-05-02 | 4 | 26 | 4 | 50
1044 | LEO-E_26_5_3_MPS-2 | MPS-2 | 7 | MWP | Water potential | kPa | 2012-06-28 | present | 5 | 26 | 3 | 35
1046 | LEO-E_26_2_5_MPS-2 | MPS-2 | 7 | MWP | Water potential | kPa | 2012-06-28 | present | 2 | 26 | 5 | 85
1048 | LEO-E_28_1_1_MPS-2 | MPS-2 | 7 | MWP | Water potential | kPa | 2012-06-29 | present | 1 | 28 | 1 | 5
1050 | LEO-E_28_2_1_MPS-2 | MPS-2 | 7 | MWP | Water potential | kPa | 2012-06-28 | 2018-12-14 | 2 | 28 | 1 | 5
1052 | LEO-E_28_3_1_MPS-2 | MPS-2 | 7 | MWP | Water potential | kPa | 2012-06-28 | 2019-01-29 | 3 | 28 | 1 | 5
1054 | LEO-E_28_4_1_MPS-2 | MPS-2 | 7 | MWP | Water potential | kPa | 2012-06-28 | 2018-04-06 | 4 | 28 | 1 | 5
1056 | LEO-E_28_5_1_MPS-2 | MPS-2 | 7 | MWP | Water potential | kPa | 2012-06-28 | 2022-03-17 | 5 | 28 | 1 | 5
1058 | LEO-E_28_1_2_MPS-2 | MPS-2 | 7 | MWP | Water potential | kPa | 2012-06-29 | present | 1 | 28 | 2 | 20
1060 | LEO-E_28_2_2_MPS-2 | MPS-2 | 7 | MWP | Water potential | kPa | 2012-06-28 | 2020-06-23 | 2 | 28 | 2 | 20
1062 | LEO-E_28_3_2_MPS-2 | MPS-2 | 7 | MWP | Water potential | kPa | 2012-06-28 | 2022-03-15 | 3 | 28 | 2 | 20
1064 | LEO-E_28_4_2_MPS-2 | MPS-2 | 7 | MWP | Water potential | kPa | 2012-06-28 | present | 4 | 28 | 2 | 20
1066 | LEO-E_28_5_2_MPS-2 | MPS-2 | 7 | MWP | Water potential | kPa | 2012-06-28 | 2019-01-11 | 5 | 28 | 2 | 20
1068 | LEO-E_28_1_4_MPS-2 | MPS-2 | 7 | MWP | Water potential | kPa | 2012-06-28 | present | 1 | 28 | 4 | 50
1070 | LEO-E_28_2_3_MPS-2 | MPS-2 | 7 | MWP | Water potential | kPa | 2012-06-28 | 2025-01-12 | 2 | 28 | 3 | 35
1072 | LEO-E_28_3_4_MPS-2 | MPS-2 | 7 | MWP | Water potential | kPa | 2012-06-28 | present | 3 | 28 | 4 | 50
1074 | LEO-E_28_4_3_MPS-2 | MPS-2 | 7 | MWP | Water potential | kPa | 2012-06-28 | present | 4 | 28 | 3 | 35
1076 | LEO-E_28_5_4_MPS-2 | MPS-2 | 7 | MWP | Water potential | kPa | 2012-06-28 | present | 5 | 28 | 4 | 50

## HMP60
SENSORID | SENSORCODE | SENSORTYPE | VARIABLEID | VARIABLECODE | VARIABLENAME | UNITS | Data From | Data End | X-across | Y-upslope | Level | Height [cm]
1193 | LEO-E_17_0_1_HMP60 | HMP60 | 38 | Voutput1 | Voltage | V | 2014-05-27 | present | 0 | 17 | 1 | 25
1194 | LEO-E_17_0_2_HMP60 | HMP60 | 38 | Voutput1 | Voltage | V | 2014-05-27 | present | 0 | 17 | 2 | 100
1195 | LEO-E_17_0_3_HMP60 | HMP60 | 38 | Voutput1 | Voltage | V | 2014-05-27 | present | 0 | 17 | 3 | 300
1196 | LEO-E_17_0_4_HMP60 | HMP60 | 38 | Voutput1 | Voltage | V | 2014-05-27 | present | 0 | 17 | 4 | 600
1197 | LEO-E_17_0_5_HMP60 | HMP60 | 38 | Voutput1 | Voltage | V | 2014-05-27 | present | 0 | 17 | 5 | 1000
1198 | LEO-E_24_0_1_HMP60 | HMP60 | 38 | Voutput1 | Voltage | V | 2014-05-27 | present | 0 | 24 | 1 | 25
1199 | LEO-E_24_0_2_HMP60 | HMP60 | 38 | Voutput1 | Voltage | V | 2014-05-27 | present | 0 | 24 | 2 | 100
1200 | LEO-E_24_0_3_HMP60 | HMP60 | 38 | Voutput1 | Voltage | V | 2014-05-27 | present | 0 | 24 | 3 | 300
1201 | LEO-E_24_0_4_HMP60 | HMP60 | 38 | Voutput1 | Voltage | V | 2014-05-27 | present | 0 | 24 | 4 | 600
1202 | LEO-E_24_0_5_HMP60 | HMP60 | 38 | Voutput1 | Voltage | V | 2014-05-27 | present | 0 | 24 | 5 | 1000
1203 | LEO-E_4_0_1_HMP60 | HMP60 | 38 | Voutput1 | Voltage | V | 2014-05-27 | present | 0 | 4 | 1 | 25
1204 | LEO-E_4_0_2_HMP60 | HMP60 | 38 | Voutput1 | Voltage | V | 2014-05-27 | present | 0 | 4 | 2 | 100
1205 | LEO-E_4_0_3_HMP60 | HMP60 | 38 | Voutput1 | Voltage | V | 2014-05-27 | present | 0 | 4 | 3 | 300
1206 | LEO-E_4_0_4_HMP60 | HMP60 | 38 | Voutput1 | Voltage | V | 2014-05-27 | present | 0 | 4 | 4 | 600
1208 | LEO-E_10_-2_1_HMP60 | HMP60 | 38 | Voutput1 | Voltage | V | 2014-05-27 | present | -2 | 10 | 1 | 25
1209 | LEO-E_10_-2_2_HMP60 | HMP60 | 38 | Voutput1 | Voltage | V | 2014-05-27 | present | -2 | 10 | 2 | 100
1210 | LEO-E_10_-2_3_HMP60 | HMP60 | 38 | Voutput1 | Voltage | V | 2014-05-27 | present | -2 | 10 | 3 | 300
1211 | LEO-E_10_-2_4_HMP60 | HMP60 | 38 | Voutput1 | Voltage | V | 2014-05-27 | present | -2 | 10 | 4 | 600
1212 | LEO-E_10_-2_5_HMP60 | HMP60 | 38 | Voutput1 | Voltage | V | 2014-05-27 | present | -2 | 10 | 5 | 1000
1213 | LEO-E_10_2_1_HMP60 | HMP60 | 38 | Voutput1 | Voltage | V | 2014-05-27 | present | 2 | 10 | 1 | 25
1214 | LEO-E_10_2_2_HMP60 | HMP60 | 38 | Voutput1 | Voltage | V | 2014-05-27 | present | 2 | 10 | 2 | 100
1215 | LEO-E_10_2_3_HMP60 | HMP60 | 38 | Voutput1 | Voltage | V | 2014-05-27 | present | 2 | 10 | 3 | 300
1216 | LEO-E_10_2_4_HMP60 | HMP60 | 38 | Voutput1 | Voltage | V | 2014-05-27 | present | 2 | 10 | 4 | 600
1217 | LEO-E_10_2_5_HMP60 | HMP60 | 38 | Voutput1 | Voltage | V | 2014-05-27 | present | 2 | 10 | 5 | 1000
1193 | LEO-E_17_0_1_HMP60 | HMP60 | 39 | Voutput2 | Voltage | V | 2014-05-27 | present | 0 | 17 | 1 | 25
1194 | LEO-E_17_0_2_HMP60 | HMP60 | 39 | Voutput2 | Voltage | V | 2014-05-27 | present | 0 | 17 | 2 | 100
1195 | LEO-E_17_0_3_HMP60 | HMP60 | 39 | Voutput2 | Voltage | V | 2014-05-27 | present | 0 | 17 | 3 | 300
1196 | LEO-E_17_0_4_HMP60 | HMP60 | 39 | Voutput2 | Voltage | V | 2014-05-27 | present | 0 | 17 | 4 | 600
1197 | LEO-E_17_0_5_HMP60 | HMP60 | 39 | Voutput2 | Voltage | V | 2014-05-27 | present | 0 | 17 | 5 | 1000
1198 | LEO-E_24_0_1_HMP60 | HMP60 | 39 | Voutput2 | Voltage | V | 2014-05-27 | present | 0 | 24 | 1 | 25
1199 | LEO-E_24_0_2_HMP60 | HMP60 | 39 | Voutput2 | Voltage | V | 2014-05-27 | present | 0 | 24 | 2 | 100
1200 | LEO-E_24_0_3_HMP60 | HMP60 | 39 | Voutput2 | Voltage | V | 2014-05-27 | present | 0 | 24 | 3 | 300
1201 | LEO-E_24_0_4_HMP60 | HMP60 | 39 | Voutput2 | Voltage | V | 2014-05-27 | present | 0 | 24 | 4 | 600
1202 | LEO-E_24_0_5_HMP60 | HMP60 | 39 | Voutput2 | Voltage | V | 2014-05-27 | present | 0 | 24 | 5 | 1000
1203 | LEO-E_4_0_1_HMP60 | HMP60 | 39 | Voutput2 | Voltage | V | 2014-05-27 | present | 0 | 4 | 1 | 25
1204 | LEO-E_4_0_2_HMP60 | HMP60 | 39 | Voutput2 | Voltage | V | 2014-05-27 | present | 0 | 4 | 2 | 100
1205 | LEO-E_4_0_3_HMP60 | HMP60 | 39 | Voutput2 | Voltage | V | 2014-05-27 | present | 0 | 4 | 3 | 300
1206 | LEO-E_4_0_4_HMP60 | HMP60 | 39 | Voutput2 | Voltage | V | 2014-05-27 | present | 0 | 4 | 4 | 600
1208 | LEO-E_10_-2_1_HMP60 | HMP60 | 39 | Voutput2 | Voltage | V | 2014-05-27 | present | -2 | 10 | 1 | 25
1209 | LEO-E_10_-2_2_HMP60 | HMP60 | 39 | Voutput2 | Voltage | V | 2014-05-27 | present | -2 | 10 | 2 | 100
1210 | LEO-E_10_-2_3_HMP60 | HMP60 | 39 | Voutput2 | Voltage | V | 2014-05-27 | present | -2 | 10 | 3 | 300
1211 | LEO-E_10_-2_4_HMP60 | HMP60 | 39 | Voutput2 | Voltage | V | 2014-05-27 | present | -2 | 10 | 4 | 600
1212 | LEO-E_10_-2_5_HMP60 | HMP60 | 39 | Voutput2 | Voltage | V | 2014-05-27 | present | -2 | 10 | 5 | 1000
1213 | LEO-E_10_2_1_HMP60 | HMP60 | 39 | Voutput2 | Voltage | V | 2014-05-27 | present | 2 | 10 | 1 | 25
1214 | LEO-E_10_2_2_HMP60 | HMP60 | 39 | Voutput2 | Voltage | V | 2014-05-27 | present | 2 | 10 | 2 | 100
1215 | LEO-E_10_2_3_HMP60 | HMP60 | 39 | Voutput2 | Voltage | V | 2014-05-27 | present | 2 | 10 | 3 | 300
1216 | LEO-E_10_2_4_HMP60 | HMP60 | 39 | Voutput2 | Voltage | V | 2014-05-27 | present | 2 | 10 | 4 | 600
1217 | LEO-E_10_2_5_HMP60 | HMP60 | 39 | Voutput2 | Voltage | V | 2014-05-27 | present | 2 | 10 | 5 | 1000
1193 | LEO-E_17_0_1_HMP60 | HMP60 | 40 | RH | Relative humidity | % | 2014-05-27 | present | 0 | 17 | 1 | 25
1194 | LEO-E_17_0_2_HMP60 | HMP60 | 40 | RH | Relative humidity | % | 2014-05-27 | present | 0 | 17 | 2 | 100
1195 | LEO-E_17_0_3_HMP60 | HMP60 | 40 | RH | Relative humidity | % | 2014-05-27 | present | 0 | 17 | 3 | 300
1196 | LEO-E_17_0_4_HMP60 | HMP60 | 40 | RH | Relative humidity | % | 2014-05-27 | present | 0 | 17 | 4 | 600
1197 | LEO-E_17_0_5_HMP60 | HMP60 | 40 | RH | Relative humidity | % | 2014-05-27 | present | 0 | 17 | 5 | 1000
1198 | LEO-E_24_0_1_HMP60 | HMP60 | 40 | RH | Relative humidity | % | 2014-05-27 | present | 0 | 24 | 1 | 25
1199 | LEO-E_24_0_2_HMP60 | HMP60 | 40 | RH | Relative humidity | % | 2014-05-27 | present | 0 | 24 | 2 | 100
1200 | LEO-E_24_0_3_HMP60 | HMP60 | 40 | RH | Relative humidity | % | 2014-05-27 | present | 0 | 24 | 3 | 300
1201 | LEO-E_24_0_4_HMP60 | HMP60 | 40 | RH | Relative humidity | % | 2014-05-27 | present | 0 | 24 | 4 | 600
1202 | LEO-E_24_0_5_HMP60 | HMP60 | 40 | RH | Relative humidity | % | 2014-05-27 | present | 0 | 24 | 5 | 1000
1203 | LEO-E_4_0_1_HMP60 | HMP60 | 40 | RH | Relative humidity | % | 2014-05-27 | present | 0 | 4 | 1 | 25
1204 | LEO-E_4_0_2_HMP60 | HMP60 | 40 | RH | Relative humidity | % | 2014-05-27 | present | 0 | 4 | 2 | 100
1205 | LEO-E_4_0_3_HMP60 | HMP60 | 40 | RH | Relative humidity | % | 2014-05-27 | present | 0 | 4 | 3 | 300
1206 | LEO-E_4_0_4_HMP60 | HMP60 | 40 | RH | Relative humidity | % | 2014-05-27 | present | 0 | 4 | 4 | 600
1208 | LEO-E_10_-2_1_HMP60 | HMP60 | 40 | RH | Relative humidity | % | 2014-05-27 | present | -2 | 10 | 1 | 25
1209 | LEO-E_10_-2_2_HMP60 | HMP60 | 40 | RH | Relative humidity | % | 2014-05-27 | present | -2 | 10 | 2 | 100
1210 | LEO-E_10_-2_3_HMP60 | HMP60 | 40 | RH | Relative humidity | % | 2014-05-27 | present | -2 | 10 | 3 | 300
1211 | LEO-E_10_-2_4_HMP60 | HMP60 | 40 | RH | Relative humidity | % | 2014-05-27 | present | -2 | 10 | 4 | 600
1212 | LEO-E_10_-2_5_HMP60 | HMP60 | 40 | RH | Relative humidity | % | 2014-05-27 | present | -2 | 10 | 5 | 1000
1213 | LEO-E_10_2_1_HMP60 | HMP60 | 40 | RH | Relative humidity | % | 2014-05-27 | present | 2 | 10 | 1 | 25
1214 | LEO-E_10_2_2_HMP60 | HMP60 | 40 | RH | Relative humidity | % | 2014-05-27 | present | 2 | 10 | 2 | 100
1215 | LEO-E_10_2_3_HMP60 | HMP60 | 40 | RH | Relative humidity | % | 2014-05-27 | present | 2 | 10 | 3 | 300
1216 | LEO-E_10_2_4_HMP60 | HMP60 | 40 | RH | Relative humidity | % | 2014-05-27 | present | 2 | 10 | 4 | 600
1217 | LEO-E_10_2_5_HMP60 | HMP60 | 40 | RH | Relative humidity | % | 2014-05-27 | present | 2 | 10 | 5 | 1000
1193 | LEO-E_17_0_1_HMP60 | HMP60 | 41 | AirTemp | Temperature | degC | 2014-05-27 | present | 0 | 17 | 1 | 25
1194 | LEO-E_17_0_2_HMP60 | HMP60 | 41 | AirTemp | Temperature | degC | 2014-05-27 | present | 0 | 17 | 2 | 100
1195 | LEO-E_17_0_3_HMP60 | HMP60 | 41 | AirTemp | Temperature | degC | 2014-05-27 | present | 0 | 17 | 3 | 300
1196 | LEO-E_17_0_4_HMP60 | HMP60 | 41 | AirTemp | Temperature | degC | 2014-05-27 | present | 0 | 17 | 4 | 600
1197 | LEO-E_17_0_5_HMP60 | HMP60 | 41 | AirTemp | Temperature | degC | 2014-05-27 | present | 0 | 17 | 5 | 1000
1198 | LEO-E_24_0_1_HMP60 | HMP60 | 41 | AirTemp | Temperature | degC | 2014-05-27 | present | 0 | 24 | 1 | 25
1199 | LEO-E_24_0_2_HMP60 | HMP60 | 41 | AirTemp | Temperature | degC | 2014-05-27 | present | 0 | 24 | 2 | 100
1200 | LEO-E_24_0_3_HMP60 | HMP60 | 41 | AirTemp | Temperature | degC | 2014-05-27 | present | 0 | 24 | 3 | 300
1201 | LEO-E_24_0_4_HMP60 | HMP60 | 41 | AirTemp | Temperature | degC | 2014-05-27 | present | 0 | 24 | 4 | 600
1202 | LEO-E_24_0_5_HMP60 | HMP60 | 41 | AirTemp | Temperature | degC | 2014-05-27 | present | 0 | 24 | 5 | 1000
1203 | LEO-E_4_0_1_HMP60 | HMP60 | 41 | AirTemp | Temperature | degC | 2014-05-27 | present | 0 | 4 | 1 | 25
1204 | LEO-E_4_0_2_HMP60 | HMP60 | 41 | AirTemp | Temperature | degC | 2014-05-27 | present | 0 | 4 | 2 | 100
1205 | LEO-E_4_0_3_HMP60 | HMP60 | 41 | AirTemp | Temperature | degC | 2014-05-27 | present | 0 | 4 | 3 | 300
1206 | LEO-E_4_0_4_HMP60 | HMP60 | 41 | AirTemp | Temperature | degC | 2014-05-27 | present | 0 | 4 | 4 | 600
1208 | LEO-E_10_-2_1_HMP60 | HMP60 | 41 | AirTemp | Temperature | degC | 2014-05-27 | present | -2 | 10 | 1 | 25
1209 | LEO-E_10_-2_2_HMP60 | HMP60 | 41 | AirTemp | Temperature | degC | 2014-05-27 | present | -2 | 10 | 2 | 100
1210 | LEO-E_10_-2_3_HMP60 | HMP60 | 41 | AirTemp | Temperature | degC | 2014-05-27 | present | -2 | 10 | 3 | 300
1211 | LEO-E_10_-2_4_HMP60 | HMP60 | 41 | AirTemp | Temperature | degC | 2014-05-27 | present | -2 | 10 | 4 | 600
1212 | LEO-E_10_-2_5_HMP60 | HMP60 | 41 | AirTemp | Temperature | degC | 2014-05-27 | present | -2 | 10 | 5 | 1000
1213 | LEO-E_10_2_1_HMP60 | HMP60 | 41 | AirTemp | Temperature | degC | 2014-05-27 | present | 2 | 10 | 1 | 25
1214 | LEO-E_10_2_2_HMP60 | HMP60 | 41 | AirTemp | Temperature | degC | 2014-05-27 | present | 2 | 10 | 2 | 100
1215 | LEO-E_10_2_3_HMP60 | HMP60 | 41 | AirTemp | Temperature | degC | 2014-05-27 | present | 2 | 10 | 3 | 300
1216 | LEO-E_10_2_4_HMP60 | HMP60 | 41 | AirTemp | Temperature | degC | 2014-05-27 | present | 2 | 10 | 4 | 600
1217 | LEO-E_10_2_5_HMP60 | HMP60 | 41 | AirTemp | Temperature | degC | 2014-05-27 | present | 2 | 10 | 5 | 1000

## CNR4
SENSORID | SENSORCODE | SENSORTYPE | VARIABLEID | VARIABLECODE | VARIABLENAME | UNITS | Data From | Data End | X-across | Y-upslope | Level | Height [cm]
1218 | LEO-E_10_-2_0_CNR4 | CNR4 | 38 | Voutput1 | Voltage | V | 2014-05-27 | present | -2 | 10 | 0 | 200
1218 | LEO-E_10_-2_0_CNR4 | CNR4 | 39 | Voutput2 | Voltage | V | 2014-05-27 | present | 2 | 10 | 0 | 200
1218 | LEO-E_10_-2_0_CNR4 | CNR4 | 42 | Voutput3 | Voltage | V | 2014-05-27 | present | -2 | 10 | 0 | 200
1218 | LEO-E_10_-2_0_CNR4 | CNR4 | 43 | Voutput4 | Voltage | V | 2014-05-27 | present | 2 | 10 | 0 | 200
1218 | LEO-E_10_-2_0_CNR4 | CNR4 | 45 | ShortRadIn | Radiation, incoming shortwave | W/m^2 | 2014-05-27 | present | -2 | 10 | 0 | 200
1218 | LEO-E_10_-2_0_CNR4 | CNR4 | 46 | ShortRadOut | Radiation, outgoing shortwave | W/m^2 | 2014-05-27 | present | 2 | 10 | 0 | 200
1218 | LEO-E_10_-2_0_CNR4 | CNR4 | 47 | LongRadIn | Radiation, incoming longwave | W/m^2 | 2014-05-27 | present | -2 | 10 | 0 | 200
1218 | LEO-E_10_-2_0_CNR4 | CNR4 | 48 | LongRadOut | Radiation, outgoing longwave | W/m^2 | 2014-05-27 | present | 2 | 10 | 0 | 200
1218 | LEO-E_10_-2_0_CNR4 | CNR4 | 49 | PyrgeoTemp | Temperature | degK | 2014-05-27 | present | -2 | 10 | 0 | 200
1218 | LEO-E_10_-2_0_CNR4 | CNR4 | 51 | Resistance | Resistance | ohm | 2014-05-27 | present | 2 | 10 | 0 | 200
1244 | LEO-E_10_2_0_CNR4 | CNR4 | 38 | Voutput1 | Voltage | V | 2014-05-27 | 2024-06-14 | -2 | 10 | 0 | 200
1244 | LEO-E_10_2_0_CNR4 | CNR4 | 39 | Voutput2 | Voltage | V | 2014-05-27 | 2024-06-14 | 2 | 10 | 0 | 200
1244 | LEO-E_10_2_0_CNR4 | CNR4 | 42 | Voutput3 | Voltage | V | 2014-05-27 | 2024-06-14 | -2 | 10 | 0 | 200
1244 | LEO-E_10_2_0_CNR4 | CNR4 | 43 | Voutput4 | Voltage | V | 2014-05-27 | 2024-06-14 | 2 | 10 | 0 | 200
1244 | LEO-E_10_2_0_CNR4 | CNR4 | 45 | ShortRadIn | Radiation, incoming shortwave | W/m^2 | 2014-05-27 | 2024-06-14 | -2 | 10 | 0 | 200
1244 | LEO-E_10_2_0_CNR4 | CNR4 | 46 | ShortRadOut | Radiation, outgoing shortwave | W/m^2 | 2014-05-27 | 2024-06-14 | 2 | 10 | 0 | 200
1244 | LEO-E_10_2_0_CNR4 | CNR4 | 47 | LongRadIn | Radiation, incoming longwave | W/m^2 | 2014-05-27 | 2024-06-14 | -2 | 10 | 0 | 200
1244 | LEO-E_10_2_0_CNR4 | CNR4 | 48 | LongRadOut | Radiation, outgoing longwave | W/m^2 | 2014-05-27 | 2024-06-14 | 2 | 10 | 0 | 200
1244 | LEO-E_10_2_0_CNR4 | CNR4 | 49 | PyrgeoTemp | Temperature | degK | 2014-05-27 | 2024-06-14 | -2 | 10 | 0 | 200
1244 | LEO-E_10_2_0_CNR4 | CNR4 | 51 | Resistance | Resistance | ohm | 2014-05-27 | 2024-06-14 | 2 | 10 | 0 | 200

## SQ-110
SENSORID | SENSORCODE | SENSORTYPE | VARIABLEID | VARIABLECODE | VARIABLENAME | UNITS | Data From | Data End | X-across | Y-upslope | Level | Height [cm]
1219 | LEO-E_4_0_1_SQ-110 | SQ-110 | 38 | Voutput1 | Voltage | V | 2014-05-27 | present | 0 | 4 | 1 | 25
1220 | LEO-E_4_0_2_SQ-110 | SQ-110 | 38 | Voutput1 | Voltage | V | 2014-05-27 | present | 0 | 4 | 2 | 100
1221 | LEO-E_4_0_3_SQ-110 | SQ-110 | 38 | Voutput1 | Voltage | V | 2014-05-27 | present | 0 | 4 | 3 | 300
1222 | LEO-E_4_0_4_SQ-110 | SQ-110 | 38 | Voutput1 | Voltage | V | 2014-05-27 | present | 0 | 4 | 4 | 600
1224 | LEO-E_10_-2_1_SQ-110 | SQ-110 | 38 | Voutput1 | Voltage | V | 2014-05-27 | present | -2 | 10 | 1 | 25
1225 | LEO-E_10_-2_2_SQ-110 | SQ-110 | 38 | Voutput1 | Voltage | V | 2014-05-27 | present | -2 | 10 | 2 | 100
1226 | LEO-E_10_-2_3_SQ-110 | SQ-110 | 38 | Voutput1 | Voltage | V | 2014-05-27 | present | -2 | 10 | 3 | 300
1227 | LEO-E_10_-2_4_SQ-110 | SQ-110 | 38 | Voutput1 | Voltage | V | 2014-05-27 | present | -2 | 10 | 4 | 600
1228 | LEO-E_10_-2_5_SQ-110 | SQ-110 | 38 | Voutput1 | Voltage | V | 2014-05-27 | present | -2 | 10 | 5 | 1000
1229 | LEO-E_10_2_1_SQ-110 | SQ-110 | 38 | Voutput1 | Voltage | V | 2014-05-27 | present | 2 | 10 | 1 | 25
1230 | LEO-E_10_2_2_SQ-110 | SQ-110 | 38 | Voutput1 | Voltage | V | 2014-05-27 | present | 2 | 10 | 2 | 100
1231 | LEO-E_10_2_3_SQ-110 | SQ-110 | 38 | Voutput1 | Voltage | V | 2014-05-27 | present | 2 | 10 | 3 | 300
1232 | LEO-E_10_2_4_SQ-110 | SQ-110 | 38 | Voutput1 | Voltage | V | 2014-05-27 | present | 2 | 10 | 4 | 600
1233 | LEO-E_10_2_5_SQ-110 | SQ-110 | 38 | Voutput1 | Voltage | V | 2014-05-27 | present | 2 | 10 | 5 | 1000
1234 | LEO-E_17_0_1_SQ-110 | SQ-110 | 38 | Voutput1 | Voltage | V | 2014-05-27 | present | 0 | 17 | 1 | 25
1235 | LEO-E_17_0_2_SQ-110 | SQ-110 | 38 | Voutput1 | Voltage | V | 2014-05-27 | present | 0 | 17 | 2 | 100
1236 | LEO-E_17_0_3_SQ-110 | SQ-110 | 38 | Voutput1 | Voltage | V | 2014-05-27 | present | 0 | 17 | 3 | 300
1237 | LEO-E_17_0_4_SQ-110 | SQ-110 | 38 | Voutput1 | Voltage | V | 2014-05-27 | present | 0 | 17 | 4 | 600
1238 | LEO-E_17_0_5_SQ-110 | SQ-110 | 38 | Voutput1 | Voltage | V | 2014-05-27 | present | 0 | 17 | 5 | 1000
1239 | LEO-E_24_0_1_SQ-110 | SQ-110 | 38 | Voutput1 | Voltage | V | 2014-05-27 | present | 0 | 24 | 1 | 25
1240 | LEO-E_24_0_2_SQ-110 | SQ-110 | 38 | Voutput1 | Voltage | V | 2014-05-27 | present | 0 | 24 | 2 | 100
1241 | LEO-E_24_0_3_SQ-110 | SQ-110 | 38 | Voutput1 | Voltage | V | 2014-05-27 | present | 0 | 24 | 3 | 300
1242 | LEO-E_24_0_4_SQ-110 | SQ-110 | 38 | Voutput1 | Voltage | V | 2014-05-27 | present | 0 | 24 | 4 | 600
1243 | LEO-E_24_0_5_SQ-110 | SQ-110 | 38 | Voutput1 | Voltage | V | 2014-05-27 | present | 0 | 24 | 5 | 1000
1219 | LEO-E_4_0_1_SQ-110 | SQ-110 | 50 | PAR | Radiation, incoming PAR | umol/m^2 s | 2014-05-27 | present | 0 | 4 | 1 | 25
1220 | LEO-E_4_0_2_SQ-110 | SQ-110 | 50 | PAR | Radiation, incoming PAR | umol/m^2 s | 2014-05-27 | present | 0 | 4 | 2 | 100
1221 | LEO-E_4_0_3_SQ-110 | SQ-110 | 50 | PAR | Radiation, incoming PAR | umol/m^2 s | 2014-05-27 | present | 0 | 4 | 3 | 300
1222 | LEO-E_4_0_4_SQ-110 | SQ-110 | 50 | PAR | Radiation, incoming PAR | umol/m^2 s | 2014-05-27 | present | 0 | 4 | 4 | 600
1224 | LEO-E_10_-2_1_SQ-110 | SQ-110 | 50 | PAR | Radiation, incoming PAR | umol/m^2 s | 2014-05-27 | present | -2 | 10 | 1 | 25
1225 | LEO-E_10_-2_2_SQ-110 | SQ-110 | 50 | PAR | Radiation, incoming PAR | umol/m^2 s | 2014-05-27 | present | -2 | 10 | 2 | 100
1226 | LEO-E_10_-2_3_SQ-110 | SQ-110 | 50 | PAR | Radiation, incoming PAR | umol/m^2 s | 2014-05-27 | present | -2 | 10 | 3 | 300
1227 | LEO-E_10_-2_4_SQ-110 | SQ-110 | 50 | PAR | Radiation, incoming PAR | umol/m^2 s | 2014-05-27 | present | -2 | 10 | 4 | 600
1228 | LEO-E_10_-2_5_SQ-110 | SQ-110 | 50 | PAR | Radiation, incoming PAR | umol/m^2 s | 2014-05-27 | present | -2 | 10 | 5 | 1000
1229 | LEO-E_10_2_1_SQ-110 | SQ-110 | 50 | PAR | Radiation, incoming PAR | umol/m^2 s | 2014-05-27 | present | 2 | 10 | 1 | 25
1230 | LEO-E_10_2_2_SQ-110 | SQ-110 | 50 | PAR | Radiation, incoming PAR | umol/m^2 s | 2014-05-27 | present | 2 | 10 | 2 | 100
1231 | LEO-E_10_2_3_SQ-110 | SQ-110 | 50 | PAR | Radiation, incoming PAR | umol/m^2 s | 2014-05-27 | present | 2 | 10 | 3 | 300
1232 | LEO-E_10_2_4_SQ-110 | SQ-110 | 50 | PAR | Radiation, incoming PAR | umol/m^2 s | 2014-05-27 | present | 2 | 10 | 4 | 600
1233 | LEO-E_10_2_5_SQ-110 | SQ-110 | 50 | PAR | Radiation, incoming PAR | umol/m^2 s | 2014-05-27 | present | 2 | 10 | 5 | 1000
1234 | LEO-E_17_0_1_SQ-110 | SQ-110 | 50 | PAR | Radiation, incoming PAR | umol/m^2 s | 2014-05-27 | present | 0 | 17 | 1 | 25
1235 | LEO-E_17_0_2_SQ-110 | SQ-110 | 50 | PAR | Radiation, incoming PAR | umol/m^2 s | 2014-05-27 | present | 0 | 17 | 2 | 100
1236 | LEO-E_17_0_3_SQ-110 | SQ-110 | 50 | PAR | Radiation, incoming PAR | umol/m^2 s | 2014-05-27 | present | 0 | 17 | 3 | 300
1237 | LEO-E_17_0_4_SQ-110 | SQ-110 | 50 | PAR | Radiation, incoming PAR | umol/m^2 s | 2014-05-27 | present | 0 | 17 | 4 | 600
1238 | LEO-E_17_0_5_SQ-110 | SQ-110 | 50 | PAR | Radiation, incoming PAR | umol/m^2 s | 2014-05-27 | present | 0 | 17 | 5 | 1000
1239 | LEO-E_24_0_1_SQ-110 | SQ-110 | 50 | PAR | Radiation, incoming PAR | umol/m^2 s | 2014-05-27 | present | 0 | 24 | 1 | 25
1240 | LEO-E_24_0_2_SQ-110 | SQ-110 | 50 | PAR | Radiation, incoming PAR | umol/m^2 s | 2014-05-27 | present | 0 | 24 | 2 | 100
1241 | LEO-E_24_0_3_SQ-110 | SQ-110 | 50 | PAR | Radiation, incoming PAR | umol/m^2 s | 2014-05-27 | present | 0 | 24 | 3 | 300
1242 | LEO-E_24_0_4_SQ-110 | SQ-110 | 50 | PAR | Radiation, incoming PAR | umol/m^2 s | 2014-05-27 | present | 0 | 24 | 4 | 600
1243 | LEO-E_24_0_5_SQ-110 | SQ-110 | 50 | PAR | Radiation, incoming PAR | umol/m^2 s | 2014-05-27 | present | 0 | 24 | 5 | 1000

## DVI7911
SENSORID | SENSORCODE | SENSORTYPE | VARIABLEID | VARIABLECODE | VARIABLENAME | UNITS | Data From | Data End | X-across | Y-upslope | Level | Height [cm]
1168 | LEO-E_17_0_1_DVI7911 | DVI7911 | 31 | PulseCnt | Counter | - | 2014-05-27 | present | 0 | 17 | 1 | 25
1169 | LEO-E_17_0_2_DVI7911 | DVI7911 | 31 | PulseCnt | Counter | - | 2014-05-27 | present | 0 | 17 | 2 | 100
1170 | LEO-E_17_0_3_DVI7911 | DVI7911 | 31 | PulseCnt | Counter | - | 2014-05-27 | present | 0 | 17 | 3 | 300
1171 | LEO-E_17_0_4_DVI7911 | DVI7911 | 31 | PulseCnt | Counter | - | 2014-05-27 | present | 0 | 17 | 4 | 600
1172 | LEO-E_17_0_5_DVI7911 | DVI7911 | 31 | PulseCnt | Counter | - | 2014-05-27 | present | 0 | 17 | 5 | 1000
1173 | LEO-E_24_0_1_DVI7911 | DVI7911 | 31 | PulseCnt | Counter | - | 2014-05-27 | present | 0 | 24 | 1 | 25
1174 | LEO-E_24_0_2_DVI7911 | DVI7911 | 31 | PulseCnt | Counter | - | 2014-05-27 | present | 0 | 24 | 2 | 100
1175 | LEO-E_24_0_3_DVI7911 | DVI7911 | 31 | PulseCnt | Counter | - | 2014-05-27 | present | 0 | 24 | 3 | 300
1176 | LEO-E_24_0_4_DVI7911 | DVI7911 | 31 | PulseCnt | Counter | - | 2014-05-27 | present | 0 | 24 | 4 | 600
1177 | LEO-E_24_0_5_DVI7911 | DVI7911 | 31 | PulseCnt | Counter | - | 2014-05-27 | present | 0 | 24 | 5 | 1000
1178 | LEO-E_4_0_1_DVI7911 | DVI7911 | 31 | PulseCnt | Counter | - | 2014-05-27 | present | 0 | 4 | 1 | 25
1179 | LEO-E_4_0_2_DVI7911 | DVI7911 | 31 | PulseCnt | Counter | - | 2014-05-27 | present | 0 | 4 | 2 | 100
1180 | LEO-E_4_0_3_DVI7911 | DVI7911 | 31 | PulseCnt | Counter | - | 2014-05-27 | present | 0 | 4 | 3 | 300
1181 | LEO-E_4_0_4_DVI7911 | DVI7911 | 31 | PulseCnt | Counter | - | 2014-05-27 | present | 0 | 4 | 4 | 600
1183 | LEO-E_10_-2_1_DVI7911 | DVI7911 | 31 | PulseCnt | Counter | - | 2014-05-27 | present | -2 | 10 | 1 | 25
1184 | LEO-E_10_-2_2_DVI7911 | DVI7911 | 31 | PulseCnt | Counter | - | 2014-05-27 | present | -2 | 10 | 2 | 100
1185 | LEO-E_10_-2_3_DVI7911 | DVI7911 | 31 | PulseCnt | Counter | - | 2014-05-27 | present | -2 | 10 | 3 | 300
1186 | LEO-E_10_-2_4_DVI7911 | DVI7911 | 31 | PulseCnt | Counter | - | 2014-05-27 | present | -2 | 10 | 4 | 600
1187 | LEO-E_10_-2_5_DVI7911 | DVI7911 | 31 | PulseCnt | Counter | - | 2014-05-27 | present | -2 | 10 | 5 | 1000
1188 | LEO-E_10_2_1_DVI7911 | DVI7911 | 31 | PulseCnt | Counter | - | 2014-05-27 | present | 2 | 10 | 1 | 25
1189 | LEO-E_10_2_2_DVI7911 | DVI7911 | 31 | PulseCnt | Counter | - | 2014-05-27 | present | 2 | 10 | 2 | 100
1190 | LEO-E_10_2_3_DVI7911 | DVI7911 | 31 | PulseCnt | Counter | - | 2014-05-27 | present | 2 | 10 | 3 | 300
1191 | LEO-E_10_2_4_DVI7911 | DVI7911 | 31 | PulseCnt | Counter | - | 2014-05-27 | present | 2 | 10 | 4 | 600
1192 | LEO-E_10_2_5_DVI7911 | DVI7911 | 31 | PulseCnt | Counter | - | 2014-05-27 | present | 2 | 10 | 5 | 1000
1168 | LEO-E_17_0_1_DVI7911 | DVI7911 | 32 | Voltage | Voltage | V | 2014-05-27 | present | 0 | 17 | 1 | 25
1169 | LEO-E_17_0_2_DVI7911 | DVI7911 | 32 | Voltage | Voltage | V | 2014-05-27 | present | 0 | 17 | 2 | 100
1170 | LEO-E_17_0_3_DVI7911 | DVI7911 | 32 | Voltage | Voltage | V | 2014-05-27 | present | 0 | 17 | 3 | 300
1171 | LEO-E_17_0_4_DVI7911 | DVI7911 | 32 | Voltage | Voltage | V | 2014-05-27 | present | 0 | 17 | 4 | 600
1172 | LEO-E_17_0_5_DVI7911 | DVI7911 | 32 | Voltage | Voltage | V | 2014-05-27 | present | 0 | 17 | 5 | 1000
1173 | LEO-E_24_0_1_DVI7911 | DVI7911 | 32 | Voltage | Voltage | V | 2014-05-27 | present | 0 | 24 | 1 | 25
1174 | LEO-E_24_0_2_DVI7911 | DVI7911 | 32 | Voltage | Voltage | V | 2014-05-27 | present | 0 | 24 | 2 | 100
1175 | LEO-E_24_0_3_DVI7911 | DVI7911 | 32 | Voltage | Voltage | V | 2014-05-27 | present | 0 | 24 | 3 | 300
1176 | LEO-E_24_0_4_DVI7911 | DVI7911 | 32 | Voltage | Voltage | V | 2014-05-27 | present | 0 | 24 | 4 | 600
1177 | LEO-E_24_0_5_DVI7911 | DVI7911 | 32 | Voltage | Voltage | V | 2014-05-27 | present | 0 | 24 | 5 | 1000
1178 | LEO-E_4_0_1_DVI7911 | DVI7911 | 32 | Voltage | Voltage | V | 2014-05-27 | present | 0 | 4 | 1 | 25
1179 | LEO-E_4_0_2_DVI7911 | DVI7911 | 32 | Voltage | Voltage | V | 2014-05-27 | present | 0 | 4 | 2 | 100
1180 | LEO-E_4_0_3_DVI7911 | DVI7911 | 32 | Voltage | Voltage | V | 2014-05-27 | present | 0 | 4 | 3 | 300
1181 | LEO-E_4_0_4_DVI7911 | DVI7911 | 32 | Voltage | Voltage | V | 2014-05-27 | present | 0 | 4 | 4 | 600
1183 | LEO-E_10_-2_1_DVI7911 | DVI7911 | 32 | Voltage | Voltage | V | 2014-05-27 | present | -2 | 10 | 1 | 25
1184 | LEO-E_10_-2_2_DVI7911 | DVI7911 | 32 | Voltage | Voltage | V | 2014-05-27 | present | -2 | 10 | 2 | 100
1185 | LEO-E_10_-2_3_DVI7911 | DVI7911 | 32 | Voltage | Voltage | V | 2014-05-27 | present | -2 | 10 | 3 | 300
1186 | LEO-E_10_-2_4_DVI7911 | DVI7911 | 32 | Voltage | Voltage | V | 2014-05-27 | present | -2 | 10 | 4 | 600
1187 | LEO-E_10_-2_5_DVI7911 | DVI7911 | 32 | Voltage | Voltage | V | 2014-05-27 | present | -2 | 10 | 5 | 1000
1188 | LEO-E_10_2_1_DVI7911 | DVI7911 | 32 | Voltage | Voltage | V | 2014-05-27 | present | 2 | 10 | 1 | 25
1189 | LEO-E_10_2_2_DVI7911 | DVI7911 | 32 | Voltage | Voltage | V | 2014-05-27 | present | 2 | 10 | 2 | 100
1190 | LEO-E_10_2_3_DVI7911 | DVI7911 | 32 | Voltage | Voltage | V | 2014-05-27 | present | 2 | 10 | 3 | 300
1191 | LEO-E_10_2_4_DVI7911 | DVI7911 | 32 | Voltage | Voltage | V | 2014-05-27 | present | 2 | 10 | 4 | 600
1192 | LEO-E_10_2_5_DVI7911 | DVI7911 | 32 | Voltage | Voltage | V | 2014-05-27 | present | 2 | 10 | 5 | 1000
1168 | LEO-E_17_0_1_DVI7911 | DVI7911 | 33 | Wind | Wind speed | m/s | 2014-05-27 | present | 0 | 17 | 1 | 25
1169 | LEO-E_17_0_2_DVI7911 | DVI7911 | 33 | Wind | Wind speed | m/s | 2014-05-27 | present | 0 | 17 | 2 | 100
1170 | LEO-E_17_0_3_DVI7911 | DVI7911 | 33 | Wind | Wind speed | m/s | 2014-05-27 | present | 0 | 17 | 3 | 300
1171 | LEO-E_17_0_4_DVI7911 | DVI7911 | 33 | Wind | Wind speed | m/s | 2014-05-27 | present | 0 | 17 | 4 | 600
1172 | LEO-E_17_0_5_DVI7911 | DVI7911 | 33 | Wind | Wind speed | m/s | 2014-05-27 | present | 0 | 17 | 5 | 1000
1173 | LEO-E_24_0_1_DVI7911 | DVI7911 | 33 | Wind | Wind speed | m/s | 2014-05-27 | present | 0 | 24 | 1 | 25
1174 | LEO-E_24_0_2_DVI7911 | DVI7911 | 33 | Wind | Wind speed | m/s | 2014-05-27 | present | 0 | 24 | 2 | 100
1175 | LEO-E_24_0_3_DVI7911 | DVI7911 | 33 | Wind | Wind speed | m/s | 2014-05-27 | present | 0 | 24 | 3 | 300
1176 | LEO-E_24_0_4_DVI7911 | DVI7911 | 33 | Wind | Wind speed | m/s | 2014-05-27 | present | 0 | 24 | 4 | 600
1177 | LEO-E_24_0_5_DVI7911 | DVI7911 | 33 | Wind | Wind speed | m/s | 2014-05-27 | present | 0 | 24 | 5 | 1000
1178 | LEO-E_4_0_1_DVI7911 | DVI7911 | 33 | Wind | Wind speed | m/s | 2014-05-27 | present | 0 | 4 | 1 | 25
1179 | LEO-E_4_0_2_DVI7911 | DVI7911 | 33 | Wind | Wind speed | m/s | 2014-05-27 | present | 0 | 4 | 2 | 100
1180 | LEO-E_4_0_3_DVI7911 | DVI7911 | 33 | Wind | Wind speed | m/s | 2014-05-27 | present | 0 | 4 | 3 | 300
1181 | LEO-E_4_0_4_DVI7911 | DVI7911 | 33 | Wind | Wind speed | m/s | 2014-05-27 | present | 0 | 4 | 4 | 600
1183 | LEO-E_10_-2_1_DVI7911 | DVI7911 | 33 | Wind | Wind speed | m/s | 2014-05-27 | present | -2 | 10 | 1 | 25
1184 | LEO-E_10_-2_2_DVI7911 | DVI7911 | 33 | Wind | Wind speed | m/s | 2014-05-27 | present | -2 | 10 | 2 | 100
1185 | LEO-E_10_-2_3_DVI7911 | DVI7911 | 33 | Wind | Wind speed | m/s | 2014-05-27 | present | -2 | 10 | 3 | 300
1186 | LEO-E_10_-2_4_DVI7911 | DVI7911 | 33 | Wind | Wind speed | m/s | 2014-05-27 | present | -2 | 10 | 4 | 600
1187 | LEO-E_10_-2_5_DVI7911 | DVI7911 | 33 | Wind | Wind speed | m/s | 2014-05-27 | present | -2 | 10 | 5 | 1000
1188 | LEO-E_10_2_1_DVI7911 | DVI7911 | 33 | Wind | Wind speed | m/s | 2014-05-27 | present | 2 | 10 | 1 | 25
1189 | LEO-E_10_2_2_DVI7911 | DVI7911 | 33 | Wind | Wind speed | m/s | 2014-05-27 | present | 2 | 10 | 2 | 100
1190 | LEO-E_10_2_3_DVI7911 | DVI7911 | 33 | Wind | Wind speed | m/s | 2014-05-27 | present | 2 | 10 | 3 | 300
1191 | LEO-E_10_2_4_DVI7911 | DVI7911 | 33 | Wind | Wind speed | m/s | 2014-05-27 | present | 2 | 10 | 4 | 600
1192 | LEO-E_10_2_5_DVI7911 | DVI7911 | 33 | Wind | Wind speed | m/s | 2014-05-27 | present | 2 | 10 | 5 | 1000
1168 | LEO-E_17_0_1_DVI7911 | DVI7911 | 34 | WindDir | Wind direction | deg | 2014-05-27 | present | 0 | 17 | 1 | 25
1169 | LEO-E_17_0_2_DVI7911 | DVI7911 | 34 | WindDir | Wind direction | deg | 2014-05-27 | present | 0 | 17 | 2 | 100
1170 | LEO-E_17_0_3_DVI7911 | DVI7911 | 34 | WindDir | Wind direction | deg | 2014-05-27 | present | 0 | 17 | 3 | 300
1171 | LEO-E_17_0_4_DVI7911 | DVI7911 | 34 | WindDir | Wind direction | deg | 2014-05-27 | present | 0 | 17 | 4 | 600
1172 | LEO-E_17_0_5_DVI7911 | DVI7911 | 34 | WindDir | Wind direction | deg | 2014-05-27 | present | 0 | 17 | 5 | 1000
1173 | LEO-E_24_0_1_DVI7911 | DVI7911 | 34 | WindDir | Wind direction | deg | 2014-05-27 | present | 0 | 24 | 1 | 25
1174 | LEO-E_24_0_2_DVI7911 | DVI7911 | 34 | WindDir | Wind direction | deg | 2014-05-27 | present | 0 | 24 | 2 | 100
1175 | LEO-E_24_0_3_DVI7911 | DVI7911 | 34 | WindDir | Wind direction | deg | 2014-05-27 | present | 0 | 24 | 3 | 300
1176 | LEO-E_24_0_4_DVI7911 | DVI7911 | 34 | WindDir | Wind direction | deg | 2014-05-27 | present | 0 | 24 | 4 | 600
1177 | LEO-E_24_0_5_DVI7911 | DVI7911 | 34 | WindDir | Wind direction | deg | 2014-05-27 | present | 0 | 24 | 5 | 1000
1178 | LEO-E_4_0_1_DVI7911 | DVI7911 | 34 | WindDir | Wind direction | deg | 2014-05-27 | present | 0 | 4 | 1 | 25
1179 | LEO-E_4_0_2_DVI7911 | DVI7911 | 34 | WindDir | Wind direction | deg | 2014-05-27 | present | 0 | 4 | 2 | 100
1180 | LEO-E_4_0_3_DVI7911 | DVI7911 | 34 | WindDir | Wind direction | deg | 2014-05-27 | present | 0 | 4 | 3 | 300
1181 | LEO-E_4_0_4_DVI7911 | DVI7911 | 34 | WindDir | Wind direction | deg | 2014-05-27 | present | 0 | 4 | 4 | 600
1183 | LEO-E_10_-2_1_DVI7911 | DVI7911 | 34 | WindDir | Wind direction | deg | 2014-05-27 | present | -2 | 10 | 1 | 25
1184 | LEO-E_10_-2_2_DVI7911 | DVI7911 | 34 | WindDir | Wind direction | deg | 2014-05-27 | present | -2 | 10 | 2 | 100
1185 | LEO-E_10_-2_3_DVI7911 | DVI7911 | 34 | WindDir | Wind direction | deg | 2014-05-27 | present | -2 | 10 | 3 | 300
1186 | LEO-E_10_-2_4_DVI7911 | DVI7911 | 34 | WindDir | Wind direction | deg | 2014-05-27 | present | -2 | 10 | 4 | 600
1187 | LEO-E_10_-2_5_DVI7911 | DVI7911 | 34 | WindDir | Wind direction | deg | 2014-05-27 | present | -2 | 10 | 5 | 1000
1188 | LEO-E_10_2_1_DVI7911 | DVI7911 | 34 | WindDir | Wind direction | deg | 2014-05-27 | present | 2 | 10 | 1 | 25
1189 | LEO-E_10_2_2_DVI7911 | DVI7911 | 34 | WindDir | Wind direction | deg | 2014-05-27 | present | 2 | 10 | 2 | 100
1190 | LEO-E_10_2_3_DVI7911 | DVI7911 | 34 | WindDir | Wind direction | deg | 2014-05-27 | present | 2 | 10 | 3 | 300
1191 | LEO-E_10_2_4_DVI7911 | DVI7911 | 34 | WindDir | Wind direction | deg | 2014-05-27 | present | 2 | 10 | 4 | 600
1192 | LEO-E_10_2_5_DVI7911 | DVI7911 | 34 | WindDir | Wind direction | deg | 2014-05-27 | present | 2 | 10 | 5 | 1000
1168 | LEO-E_17_0_1_DVI7911 | DVI7911 | 70 | WindAvg | Wind speed | m/s |  |  | 0 | 17 | 1 | 25
1169 | LEO-E_17_0_2_DVI7911 | DVI7911 | 70 | WindAvg | Wind speed | m/s | 2024-08-09 | present | 0 | 17 | 2 | 100
1170 | LEO-E_17_0_3_DVI7911 | DVI7911 | 70 | WindAvg | Wind speed | m/s | 2024-08-09 | present | 0 | 17 | 3 | 300
1171 | LEO-E_17_0_4_DVI7911 | DVI7911 | 70 | WindAvg | Wind speed | m/s | 2024-08-09 | present | 0 | 17 | 4 | 600
1172 | LEO-E_17_0_5_DVI7911 | DVI7911 | 70 | WindAvg | Wind speed | m/s | 2024-08-09 | present | 0 | 17 | 5 | 1000
1173 | LEO-E_24_0_1_DVI7911 | DVI7911 | 70 | WindAvg | Wind speed | m/s | 2024-08-09 | present | 0 | 24 | 1 | 25
1174 | LEO-E_24_0_2_DVI7911 | DVI7911 | 70 | WindAvg | Wind speed | m/s | 2024-08-09 | present | 0 | 24 | 2 | 100
1175 | LEO-E_24_0_3_DVI7911 | DVI7911 | 70 | WindAvg | Wind speed | m/s | 2024-08-09 | present | 0 | 24 | 3 | 300
1176 | LEO-E_24_0_4_DVI7911 | DVI7911 | 70 | WindAvg | Wind speed | m/s | 2024-08-09 | present | 0 | 24 | 4 | 600
1177 | LEO-E_24_0_5_DVI7911 | DVI7911 | 70 | WindAvg | Wind speed | m/s | 2024-08-09 | present | 0 | 24 | 5 | 1000
1178 | LEO-E_4_0_1_DVI7911 | DVI7911 | 70 | WindAvg | Wind speed | m/s | 2024-08-09 | present | 0 | 4 | 1 | 25
1179 | LEO-E_4_0_2_DVI7911 | DVI7911 | 70 | WindAvg | Wind speed | m/s | 2024-08-09 | present | 0 | 4 | 2 | 100
1180 | LEO-E_4_0_3_DVI7911 | DVI7911 | 70 | WindAvg | Wind speed | m/s | 2024-08-09 | present | 0 | 4 | 3 | 300
1181 | LEO-E_4_0_4_DVI7911 | DVI7911 | 70 | WindAvg | Wind speed | m/s | 2024-08-09 | present | 0 | 4 | 4 | 600
1183 | LEO-E_10_-2_1_DVI7911 | DVI7911 | 70 | WindAvg | Wind speed | m/s | 2024-08-09 | present | -2 | 10 | 1 | 25
1184 | LEO-E_10_-2_2_DVI7911 | DVI7911 | 70 | WindAvg | Wind speed | m/s | 2024-08-09 | present | -2 | 10 | 2 | 100
1185 | LEO-E_10_-2_3_DVI7911 | DVI7911 | 70 | WindAvg | Wind speed | m/s | 2024-08-09 | present | -2 | 10 | 3 | 300
1186 | LEO-E_10_-2_4_DVI7911 | DVI7911 | 70 | WindAvg | Wind speed | m/s | 2024-08-09 | present | -2 | 10 | 4 | 600
1187 | LEO-E_10_-2_5_DVI7911 | DVI7911 | 70 | WindAvg | Wind speed | m/s | 2024-08-09 | present | -2 | 10 | 5 | 1000
1188 | LEO-E_10_2_1_DVI7911 | DVI7911 | 70 | WindAvg | Wind speed | m/s | 2024-08-09 | present | 2 | 10 | 1 | 25
1189 | LEO-E_10_2_2_DVI7911 | DVI7911 | 70 | WindAvg | Wind speed | m/s | 2024-08-09 | present | 2 | 10 | 2 | 100
1190 | LEO-E_10_2_3_DVI7911 | DVI7911 | 70 | WindAvg | Wind speed | m/s | 2024-08-09 | present | 2 | 10 | 3 | 300
1191 | LEO-E_10_2_4_DVI7911 | DVI7911 | 70 | WindAvg | Wind speed | m/s | 2024-08-09 | present | 2 | 10 | 4 | 600
1192 | LEO-E_10_2_5_DVI7911 | DVI7911 | 70 | WindAvg | Wind speed | m/s | 2024-08-09 | present | 2 | 10 | 5 | 1000

## CSAT3
SENSORID | SENSORCODE | SENSORTYPE | VARIABLEID | VARIABLECODE | VARIABLENAME | UNITS | Data From | Data End | X-across | Y-upslope | Level | Height [cm]
1167 | LEO-E_17_0_z_CSAT3 | CSAT3 | 28 | Sound | Speed of sound | m/s | 2014-06-16 | present | 0 | 17 | 0 | 100
1167 | LEO-E_17_0_z_CSAT3 | CSAT3 | 35 | Ux | Wind speed | m/s | 2014-06-16 | present | 0 | 17 | 0 | 100
1167 | LEO-E_17_0_z_CSAT3 | CSAT3 | 36 | Uy | Wind speed | m/s | 2014-06-16 | present | 0 | 17 | 0 | 100
1167 | LEO-E_17_0_z_CSAT3 | CSAT3 | 37 | Uz | Wind speed | m/s | 2014-06-16 | present | 0 | 17 | 0 | 100

## LI-COR
SENSORID | SENSORCODE | SENSORTYPE | VARIABLEID | VARIABLECODE | VARIABLENAME | UNITS | Data From | Data End | Data From | Data End | X-across | Y-upslope | Level | Height [cm]
1257 | LEO-E_4_0_1_LI-7000 | LI-7000 | 55 | CO2_cellA | Carbon dioxide | umol/mol | 2014-12-09 | 2014-12-16 | 2024-02-07 | 2024-03-22 | 0 | 4 | 1 | 25
1258 | LEO-E_4_0_2_LI-7000 | LI-7000 | 55 | CO2_cellA | Carbon dioxide | umol/mol | 2014-12-09 | 2014-12-16 | 2024-02-07 | 2024-03-22 | 0 | 4 | 2 | 100
1259 | LEO-E_4_0_3_LI-7000 | LI-7000 | 55 | CO2_cellA | Carbon dioxide | umol/mol | 2014-12-09 | 2014-12-16 | 2024-02-07 | 2024-03-22 | 0 | 4 | 3 | 300
1260 | LEO-E_4_0_4_LI-7000 | LI-7000 | 55 | CO2_cellA | Carbon dioxide | umol/mol | 2014-12-09 | 2014-12-16 | 2024-02-07 | 2024-03-22 | 0 | 4 | 4 | 600
1261 | LEO-E_10_-2_1_LI-7000 | LI-7000 | 55 | CO2_cellA | Carbon dioxide | umol/mol | 2014-12-09 | 2014-12-16 | 2024-02-07 | 2024-03-22 | -2 | 10 | 1 | 25
1262 | LEO-E_10_-2_2_LI-7000 | LI-7000 | 55 | CO2_cellA | Carbon dioxide | umol/mol | 2014-12-09 | 2014-12-16 | 2024-02-07 | 2024-03-22 | -2 | 10 | 2 | 100
1263 | LEO-E_10_-2_3_LI-7000 | LI-7000 | 55 | CO2_cellA | Carbon dioxide | umol/mol | 2014-12-09 | 2014-12-16 | 2024-02-07 | 2024-03-22 | -2 | 10 | 3 | 300
1264 | LEO-E_10_-2_4_LI-7000 | LI-7000 | 55 | CO2_cellA | Carbon dioxide | umol/mol | 2014-12-09 | 2014-12-16 | 2024-02-07 | 2024-03-22 | -2 | 10 | 4 | 600
1265 | LEO-E_10_-2_5_LI-7000 | LI-7000 | 55 | CO2_cellA | Carbon dioxide | umol/mol | 2014-12-09 | 2014-12-16 | 2024-02-07 | 2024-03-22 | -2 | 10 | 5 | 1000
1266 | LEO-E_10_2_1_LI-7000 | LI-7000 | 55 | CO2_cellA | Carbon dioxide | umol/mol | 2014-12-09 | 2014-12-16 | 2024-02-07 | 2024-03-22 | 2 | 10 | 1 | 25
1267 | LEO-E_10_2_2_LI-7000 | LI-7000 | 55 | CO2_cellA | Carbon dioxide | umol/mol | 2014-12-09 | 2014-12-16 | 2024-02-07 | 2024-03-22 | 2 | 10 | 2 | 100
1268 | LEO-E_10_2_3_LI-7000 | LI-7000 | 55 | CO2_cellA | Carbon dioxide | umol/mol | 2014-12-09 | 2014-12-16 | 2024-02-07 | 2024-03-22 | 2 | 10 | 3 | 300
1269 | LEO-E_10_2_4_LI-7000 | LI-7000 | 55 | CO2_cellA | Carbon dioxide | umol/mol | 2014-12-09 | 2014-12-16 | 2024-02-07 | 2024-03-22 | 2 | 10 | 4 | 600
1270 | LEO-E_10_2_5_LI-7000 | LI-7000 | 55 | CO2_cellA | Carbon dioxide | umol/mol | 2014-12-09 | 2014-12-16 | 2024-02-07 | 2024-03-22 | 2 | 10 | 5 | 1000
1271 | LEO-E_17_0_1_LI-7000 | LI-7000 | 55 | CO2_cellA | Carbon dioxide | umol/mol | 2014-12-09 | 2014-12-16 | 2024-02-07 | 2024-03-22 | 0 | 17 | 1 | 25
1272 | LEO-E_17_0_2_LI-7000 | LI-7000 | 55 | CO2_cellA | Carbon dioxide | umol/mol | 2014-12-09 | 2014-12-16 | 2024-02-07 | 2024-03-22 | 0 | 17 | 2 | 100
1273 | LEO-E_17_0_3_LI-7000 | LI-7000 | 55 | CO2_cellA | Carbon dioxide | umol/mol | 2014-12-09 | 2014-12-16 | 2024-02-07 | 2024-03-22 | 0 | 17 | 3 | 300
1274 | LEO-E_17_0_4_LI-7000 | LI-7000 | 55 | CO2_cellA | Carbon dioxide | umol/mol | 2014-12-09 | 2014-12-16 | 2024-02-07 | 2024-03-22 | 0 | 17 | 4 | 600
1275 | LEO-E_17_0_5_LI-7000 | LI-7000 | 55 | CO2_cellA | Carbon dioxide | umol/mol | 2014-12-09 | 2014-12-16 | 2024-02-07 | 2024-03-22 | 0 | 17 | 5 | 1000
1276 | LEO-E_24_0_1_LI-7000 | LI-7000 | 55 | CO2_cellA | Carbon dioxide | umol/mol | 2014-12-09 | 2014-12-16 | 2024-02-07 | 2024-03-22 | 0 | 24 | 1 | 25
1277 | LEO-E_24_0_2_LI-7000 | LI-7000 | 55 | CO2_cellA | Carbon dioxide | umol/mol | 2014-12-09 | 2014-12-16 | 2024-02-07 | 2024-03-22 | 0 | 24 | 2 | 100
1278 | LEO-E_24_0_3_LI-7000 | LI-7000 | 55 | CO2_cellA | Carbon dioxide | umol/mol | 2014-12-09 | 2014-12-16 | 2024-02-07 | 2024-03-22 | 0 | 24 | 3 | 300
1279 | LEO-E_24_0_4_LI-7000 | LI-7000 | 55 | CO2_cellA | Carbon dioxide | umol/mol | 2014-12-09 | 2014-12-16 | 2024-02-07 | 2024-03-22 | 0 | 24 | 4 | 600
1280 | LEO-E_24_0_5_LI-7000 | LI-7000 | 55 | CO2_cellA | Carbon dioxide | umol/mol | 2014-12-09 | 2014-12-16 | 2024-02-07 | 2024-03-22 | 0 | 24 | 5 | 1000
1281 | LEO-G_StandardA_LI-7000 | LI-7000 | 55 | CO2_cellA | Carbon dioxide | umol/mol | 2014-12-09 | 2014-12-16 | 2024-02-07 | 2024-06-03 | 0 | 0 | 0
1282 | LEO-G_StandardB_LI-7000 | LI-7000 | 55 | CO2_cellA | Carbon dioxide | umol/mol | 2014-12-09 | 2014-12-16 | 2024-02-07 | 2024-03-22 | 0 | 0 | 0
1283 | LEO-G_StandardC_LI-7000 | LI-7000 | 55 | CO2_cellA | Carbon dioxide | umol/mol | 2014-12-09 | 2014-12-16 | 2024-02-23 | 2024-03-22 | 0 | 0 | 0
1305 | LEO-E_AirInflow_LI-7000 | LI-7000 | 55 | CO2_cellA | Carbon dioxide | umol/mol |  |  | 2024-02-07 | 2024-03-22 | 0 | 0 | 0
1306 | LEO-E_AirOutflow_LI-7000 | LI-7000 | 55 | CO2_cellA | Carbon dioxide | umol/mol |  |  | 2024-02-07 | 2024-03-22 | 0 | 0 | 0
1307 | LEO-G_StandardD_LI-7000 | LI-7000 | 55 | CO2_cellA | Carbon dioxide | umol/mol |  |  |  |  | 0 | 0 | 0
1308 | LEO-E_Vent_LI-7000 | LI-7000 | 55 | CO2_cellA | Carbon dioxide | umol/mol |  |  | 2024-02-07 | 2024-03-22 | 0 | 0 | 0
1257 | LEO-E_4_0_1_LI-7000 | LI-7000 | 56 | CO2_cellB | Carbon dioxide | umol/mol | 2014-12-09 | 2014-12-16 | 2024-02-07 | 2024-03-22 | 0 | 4 | 1 | 25
1258 | LEO-E_4_0_2_LI-7000 | LI-7000 | 56 | CO2_cellB | Carbon dioxide | umol/mol | 2014-12-09 | 2014-12-16 | 2024-02-07 | 2024-03-22 | 0 | 4 | 2 | 100
1259 | LEO-E_4_0_3_LI-7000 | LI-7000 | 56 | CO2_cellB | Carbon dioxide | umol/mol | 2014-12-09 | 2014-12-16 | 2024-02-07 | 2024-03-22 | 0 | 4 | 3 | 300
1260 | LEO-E_4_0_4_LI-7000 | LI-7000 | 56 | CO2_cellB | Carbon dioxide | umol/mol | 2014-12-09 | 2014-12-16 | 2024-02-07 | 2024-03-22 | 0 | 4 | 4 | 600
1261 | LEO-E_10_-2_1_LI-7000 | LI-7000 | 56 | CO2_cellB | Carbon dioxide | umol/mol | 2014-12-09 | 2014-12-16 | 2024-02-07 | 2024-03-22 | -2 | 10 | 1 | 25
1262 | LEO-E_10_-2_2_LI-7000 | LI-7000 | 56 | CO2_cellB | Carbon dioxide | umol/mol | 2014-12-09 | 2014-12-16 | 2024-02-07 | 2024-03-22 | -2 | 10 | 2 | 100
1263 | LEO-E_10_-2_3_LI-7000 | LI-7000 | 56 | CO2_cellB | Carbon dioxide | umol/mol | 2014-12-09 | 2014-12-16 | 2024-02-07 | 2024-03-22 | -2 | 10 | 3 | 300
1264 | LEO-E_10_-2_4_LI-7000 | LI-7000 | 56 | CO2_cellB | Carbon dioxide | umol/mol | 2014-12-09 | 2014-12-16 | 2024-02-07 | 2024-03-22 | -2 | 10 | 4 | 600
1265 | LEO-E_10_-2_5_LI-7000 | LI-7000 | 56 | CO2_cellB | Carbon dioxide | umol/mol | 2014-12-09 | 2014-12-16 | 2024-02-07 | 2024-03-22 | -2 | 10 | 5 | 1000
1266 | LEO-E_10_2_1_LI-7000 | LI-7000 | 56 | CO2_cellB | Carbon dioxide | umol/mol | 2014-12-09 | 2014-12-16 | 2024-02-07 | 2024-03-22 | 2 | 10 | 1 | 25
1267 | LEO-E_10_2_2_LI-7000 | LI-7000 | 56 | CO2_cellB | Carbon dioxide | umol/mol | 2014-12-09 | 2014-12-16 | 2024-02-07 | 2024-03-22 | 2 | 10 | 2 | 100
1268 | LEO-E_10_2_3_LI-7000 | LI-7000 | 56 | CO2_cellB | Carbon dioxide | umol/mol | 2014-12-09 | 2014-12-16 | 2024-02-07 | 2024-03-22 | 2 | 10 | 3 | 300
1269 | LEO-E_10_2_4_LI-7000 | LI-7000 | 56 | CO2_cellB | Carbon dioxide | umol/mol | 2014-12-09 | 2014-12-16 | 2024-02-07 | 2024-03-22 | 2 | 10 | 4 | 600
1270 | LEO-E_10_2_5_LI-7000 | LI-7000 | 56 | CO2_cellB | Carbon dioxide | umol/mol | 2014-12-09 | 2014-12-16 | 2024-02-07 | 2024-03-22 | 2 | 10 | 5 | 1000
1271 | LEO-E_17_0_1_LI-7000 | LI-7000 | 56 | CO2_cellB | Carbon dioxide | umol/mol | 2014-12-09 | 2014-12-16 | 2024-02-07 | 2024-03-22 | 0 | 17 | 1 | 25
1272 | LEO-E_17_0_2_LI-7000 | LI-7000 | 56 | CO2_cellB | Carbon dioxide | umol/mol | 2014-12-09 | 2014-12-16 | 2024-02-07 | 2024-03-22 | 0 | 17 | 2 | 100
1273 | LEO-E_17_0_3_LI-7000 | LI-7000 | 56 | CO2_cellB | Carbon dioxide | umol/mol | 2014-12-09 | 2014-12-16 | 2024-02-07 | 2024-03-22 | 0 | 17 | 3 | 300
1274 | LEO-E_17_0_4_LI-7000 | LI-7000 | 56 | CO2_cellB | Carbon dioxide | umol/mol | 2014-12-09 | 2014-12-16 | 2024-02-07 | 2024-03-22 | 0 | 17 | 4 | 600
1275 | LEO-E_17_0_5_LI-7000 | LI-7000 | 56 | CO2_cellB | Carbon dioxide | umol/mol | 2014-12-09 | 2014-12-16 | 2024-02-07 | 2024-03-22 | 0 | 17 | 5 | 1000
1276 | LEO-E_24_0_1_LI-7000 | LI-7000 | 56 | CO2_cellB | Carbon dioxide | umol/mol | 2014-12-09 | 2014-12-16 | 2024-02-07 | 2024-03-22 | 0 | 24 | 1 | 25
1277 | LEO-E_24_0_2_LI-7000 | LI-7000 | 56 | CO2_cellB | Carbon dioxide | umol/mol | 2014-12-09 | 2014-12-16 | 2024-02-07 | 2024-03-22 | 0 | 24 | 2 | 100
1278 | LEO-E_24_0_3_LI-7000 | LI-7000 | 56 | CO2_cellB | Carbon dioxide | umol/mol | 2014-12-09 | 2014-12-16 | 2024-02-07 | 2024-03-22 | 0 | 24 | 3 | 300
1279 | LEO-E_24_0_4_LI-7000 | LI-7000 | 56 | CO2_cellB | Carbon dioxide | umol/mol | 2014-12-09 | 2014-12-16 | 2024-02-07 | 2024-03-22 | 0 | 24 | 4 | 600
1280 | LEO-E_24_0_5_LI-7000 | LI-7000 | 56 | CO2_cellB | Carbon dioxide | umol/mol | 2014-12-09 | 2014-12-16 | 2024-02-07 | 2024-03-22 | 0 | 24 | 5 | 1000
1281 | LEO-G_StandardA_LI-7000 | LI-7000 | 56 | CO2_cellB | Carbon dioxide | umol/mol | 2014-12-09 | 2014-12-16 | 2024-02-07 | 2024-06-03 | 0 | 0 | 0
1282 | LEO-G_StandardB_LI-7000 | LI-7000 | 56 | CO2_cellB | Carbon dioxide | umol/mol | 2014-12-09 | 2014-12-16 | 2024-02-07 | 2024-03-22 | 0 | 0 | 0
1283 | LEO-G_StandardC_LI-7000 | LI-7000 | 56 | CO2_cellB | Carbon dioxide | umol/mol | 2014-12-09 | 2014-12-16 | 2024-02-23 | 2024-03-22 | 0 | 0 | 0
1305 | LEO-E_AirInflow_LI-7000 | LI-7000 | 56 | CO2_cellB | Carbon dioxide | umol/mol |  |  | 2024-02-07 | 2024-03-22 | 0 | 0 | 0
1306 | LEO-E_AirOutflow_LI-7000 | LI-7000 | 56 | CO2_cellB | Carbon dioxide | umol/mol |  |  | 2024-02-07 | 2024-03-22 | 0 | 0 | 0
1307 | LEO-G_StandardD_LI-7000 | LI-7000 | 56 | CO2_cellB | Carbon dioxide | umol/mol |  |  |  |  | 0 | 0 | 0
1308 | LEO-E_Vent_LI-7000 | LI-7000 | 56 | CO2_cellB | Carbon dioxide | umol/mol |  |  | 2024-02-07 | 2024-03-22 | 0 | 0 | 0
1257 | LEO-E_4_0_1_LI-7000 | LI-7000 | 57 | H2O_cellA | Water vapor concentration | mmol/mol | 2014-12-09 | 2014-12-16 | 2024-02-07 | 2024-03-22 | 0 | 4 | 1 | 25
1258 | LEO-E_4_0_2_LI-7000 | LI-7000 | 57 | H2O_cellA | Water vapor concentration | mmol/mol | 2014-12-09 | 2014-12-16 | 2024-02-07 | 2024-03-22 | 0 | 4 | 2 | 100
1259 | LEO-E_4_0_3_LI-7000 | LI-7000 | 57 | H2O_cellA | Water vapor concentration | mmol/mol | 2014-12-09 | 2014-12-16 | 2024-02-07 | 2024-03-22 | 0 | 4 | 3 | 300
1260 | LEO-E_4_0_4_LI-7000 | LI-7000 | 57 | H2O_cellA | Water vapor concentration | mmol/mol | 2014-12-09 | 2014-12-16 | 2024-02-07 | 2024-03-22 | 0 | 4 | 4 | 600
1261 | LEO-E_10_-2_1_LI-7000 | LI-7000 | 57 | H2O_cellA | Water vapor concentration | mmol/mol | 2014-12-09 | 2014-12-16 | 2024-02-07 | 2024-03-22 | -2 | 10 | 1 | 25
1262 | LEO-E_10_-2_2_LI-7000 | LI-7000 | 57 | H2O_cellA | Water vapor concentration | mmol/mol | 2014-12-09 | 2014-12-16 | 2024-02-07 | 2024-03-22 | -2 | 10 | 2 | 100
1263 | LEO-E_10_-2_3_LI-7000 | LI-7000 | 57 | H2O_cellA | Water vapor concentration | mmol/mol | 2014-12-09 | 2014-12-16 | 2024-02-07 | 2024-03-22 | -2 | 10 | 3 | 300
1264 | LEO-E_10_-2_4_LI-7000 | LI-7000 | 57 | H2O_cellA | Water vapor concentration | mmol/mol | 2014-12-09 | 2014-12-16 | 2024-02-07 | 2024-03-22 | -2 | 10 | 4 | 600
1265 | LEO-E_10_-2_5_LI-7000 | LI-7000 | 57 | H2O_cellA | Water vapor concentration | mmol/mol | 2014-12-09 | 2014-12-16 | 2024-02-07 | 2024-03-22 | -2 | 10 | 5 | 1000
1266 | LEO-E_10_2_1_LI-7000 | LI-7000 | 57 | H2O_cellA | Water vapor concentration | mmol/mol | 2014-12-09 | 2014-12-16 | 2024-02-07 | 2024-03-22 | 2 | 10 | 1 | 25
1267 | LEO-E_10_2_2_LI-7000 | LI-7000 | 57 | H2O_cellA | Water vapor concentration | mmol/mol | 2014-12-09 | 2014-12-16 | 2024-02-07 | 2024-03-22 | 2 | 10 | 2 | 100
1268 | LEO-E_10_2_3_LI-7000 | LI-7000 | 57 | H2O_cellA | Water vapor concentration | mmol/mol | 2014-12-09 | 2014-12-16 | 2024-02-07 | 2024-03-22 | 2 | 10 | 3 | 300
1269 | LEO-E_10_2_4_LI-7000 | LI-7000 | 57 | H2O_cellA | Water vapor concentration | mmol/mol | 2014-12-09 | 2014-12-16 | 2024-02-07 | 2024-03-22 | 2 | 10 | 4 | 600
1270 | LEO-E_10_2_5_LI-7000 | LI-7000 | 57 | H2O_cellA | Water vapor concentration | mmol/mol | 2014-12-09 | 2014-12-16 | 2024-02-07 | 2024-03-22 | 2 | 10 | 5 | 1000
1271 | LEO-E_17_0_1_LI-7000 | LI-7000 | 57 | H2O_cellA | Water vapor concentration | mmol/mol | 2014-12-09 | 2014-12-16 | 2024-02-07 | 2024-03-22 | 0 | 17 | 1 | 25
1272 | LEO-E_17_0_2_LI-7000 | LI-7000 | 57 | H2O_cellA | Water vapor concentration | mmol/mol | 2014-12-09 | 2014-12-16 | 2024-02-07 | 2024-03-22 | 0 | 17 | 2 | 100
1273 | LEO-E_17_0_3_LI-7000 | LI-7000 | 57 | H2O_cellA | Water vapor concentration | mmol/mol | 2014-12-09 | 2014-12-16 | 2024-02-07 | 2024-03-22 | 0 | 17 | 3 | 300
1274 | LEO-E_17_0_4_LI-7000 | LI-7000 | 57 | H2O_cellA | Water vapor concentration | mmol/mol | 2014-12-09 | 2014-12-16 | 2024-02-07 | 2024-03-22 | 0 | 17 | 4 | 600
1275 | LEO-E_17_0_5_LI-7000 | LI-7000 | 57 | H2O_cellA | Water vapor concentration | mmol/mol | 2014-12-09 | 2014-12-16 | 2024-02-07 | 2024-03-22 | 0 | 17 | 5 | 1000
1276 | LEO-E_24_0_1_LI-7000 | LI-7000 | 57 | H2O_cellA | Water vapor concentration | mmol/mol | 2014-12-09 | 2014-12-16 | 2024-02-07 | 2024-03-22 | 0 | 24 | 1 | 25
1277 | LEO-E_24_0_2_LI-7000 | LI-7000 | 57 | H2O_cellA | Water vapor concentration | mmol/mol | 2014-12-09 | 2014-12-16 | 2024-02-07 | 2024-03-22 | 0 | 24 | 2 | 100
1278 | LEO-E_24_0_3_LI-7000 | LI-7000 | 57 | H2O_cellA | Water vapor concentration | mmol/mol | 2014-12-09 | 2014-12-16 | 2024-02-07 | 2024-03-22 | 0 | 24 | 3 | 300
1279 | LEO-E_24_0_4_LI-7000 | LI-7000 | 57 | H2O_cellA | Water vapor concentration | mmol/mol | 2014-12-09 | 2014-12-16 | 2024-02-07 | 2024-03-22 | 0 | 24 | 4 | 600
1280 | LEO-E_24_0_5_LI-7000 | LI-7000 | 57 | H2O_cellA | Water vapor concentration | mmol/mol | 2014-12-09 | 2014-12-16 | 2024-02-07 | 2024-03-22 | 0 | 24 | 5 | 1000
1281 | LEO-G_StandardA_LI-7000 | LI-7000 | 57 | H2O_cellA | Water vapor concentration | mmol/mol | 2014-12-09 | 2014-12-16 | 2024-02-07 | 2024-06-03 | 0 | 0 | 0
1282 | LEO-G_StandardB_LI-7000 | LI-7000 | 57 | H2O_cellA | Water vapor concentration | mmol/mol | 2014-12-09 | 2014-12-16 | 2024-02-07 | 2024-03-22 | 0 | 0 | 0
1283 | LEO-G_StandardC_LI-7000 | LI-7000 | 57 | H2O_cellA | Water vapor concentration | mmol/mol | 2014-12-09 | 2014-12-16 | 2024-02-23 | 2024-03-22 | 0 | 0 | 0
1305 | LEO-E_AirInflow_LI-7000 | LI-7000 | 57 | H2O_cellA | Water vapor concentration | mmol/mol |  |  | 2024-02-07 | 2024-03-22 | 0 | 0 | 0
1306 | LEO-E_AirOutflow_LI-7000 | LI-7000 | 57 | H2O_cellA | Water vapor concentration | mmol/mol |  |  | 2024-02-07 | 2024-03-22 | 0 | 0 | 0
1307 | LEO-G_StandardD_LI-7000 | LI-7000 | 57 | H2O_cellA | Water vapor concentration | mmol/mol |  |  |  |  | 0 | 0 | 0
1308 | LEO-E_Vent_LI-7000 | LI-7000 | 57 | H2O_cellA | Water vapor concentration | mmol/mol |  |  | 2024-02-07 | 2024-03-22 | 0 | 0 | 0
1257 | LEO-E_4_0_1_LI-7000 | LI-7000 | 58 | H2O_cellB | Water vapor concentration | mmol/mol | 2014-12-09 | 2014-12-16 | 2024-02-07 | 2024-03-22 | 0 | 4 | 1 | 25
1258 | LEO-E_4_0_2_LI-7000 | LI-7000 | 58 | H2O_cellB | Water vapor concentration | mmol/mol | 2014-12-09 | 2014-12-16 | 2024-02-07 | 2024-03-22 | 0 | 4 | 2 | 100
1259 | LEO-E_4_0_3_LI-7000 | LI-7000 | 58 | H2O_cellB | Water vapor concentration | mmol/mol | 2014-12-09 | 2014-12-16 | 2024-02-07 | 2024-03-22 | 0 | 4 | 3 | 300
1260 | LEO-E_4_0_4_LI-7000 | LI-7000 | 58 | H2O_cellB | Water vapor concentration | mmol/mol | 2014-12-09 | 2014-12-16 | 2024-02-07 | 2024-03-22 | 0 | 4 | 4 | 600
1261 | LEO-E_10_-2_1_LI-7000 | LI-7000 | 58 | H2O_cellB | Water vapor concentration | mmol/mol | 2014-12-09 | 2014-12-16 | 2024-02-07 | 2024-03-22 | -2 | 10 | 1 | 25
1262 | LEO-E_10_-2_2_LI-7000 | LI-7000 | 58 | H2O_cellB | Water vapor concentration | mmol/mol | 2014-12-09 | 2014-12-16 | 2024-02-07 | 2024-03-22 | -2 | 10 | 2 | 100
1263 | LEO-E_10_-2_3_LI-7000 | LI-7000 | 58 | H2O_cellB | Water vapor concentration | mmol/mol | 2014-12-09 | 2014-12-16 | 2024-02-07 | 2024-03-22 | -2 | 10 | 3 | 300
1264 | LEO-E_10_-2_4_LI-7000 | LI-7000 | 58 | H2O_cellB | Water vapor concentration | mmol/mol | 2014-12-09 | 2014-12-16 | 2024-02-07 | 2024-03-22 | -2 | 10 | 4 | 600
1265 | LEO-E_10_-2_5_LI-7000 | LI-7000 | 58 | H2O_cellB | Water vapor concentration | mmol/mol | 2014-12-09 | 2014-12-16 | 2024-02-07 | 2024-03-22 | -2 | 10 | 5 | 1000
1266 | LEO-E_10_2_1_LI-7000 | LI-7000 | 58 | H2O_cellB | Water vapor concentration | mmol/mol | 2014-12-09 | 2014-12-16 | 2024-02-07 | 2024-03-22 | 2 | 10 | 1 | 25
1267 | LEO-E_10_2_2_LI-7000 | LI-7000 | 58 | H2O_cellB | Water vapor concentration | mmol/mol | 2014-12-09 | 2014-12-16 | 2024-02-07 | 2024-03-22 | 2 | 10 | 2 | 100
1268 | LEO-E_10_2_3_LI-7000 | LI-7000 | 58 | H2O_cellB | Water vapor concentration | mmol/mol | 2014-12-09 | 2014-12-16 | 2024-02-07 | 2024-03-22 | 2 | 10 | 3 | 300
1269 | LEO-E_10_2_4_LI-7000 | LI-7000 | 58 | H2O_cellB | Water vapor concentration | mmol/mol | 2014-12-09 | 2014-12-16 | 2024-02-07 | 2024-03-22 | 2 | 10 | 4 | 600
1270 | LEO-E_10_2_5_LI-7000 | LI-7000 | 58 | H2O_cellB | Water vapor concentration | mmol/mol | 2014-12-09 | 2014-12-16 | 2024-02-07 | 2024-03-22 | 2 | 10 | 5 | 1000
1271 | LEO-E_17_0_1_LI-7000 | LI-7000 | 58 | H2O_cellB | Water vapor concentration | mmol/mol | 2014-12-09 | 2014-12-16 | 2024-02-07 | 2024-03-22 | 0 | 17 | 1 | 25
1272 | LEO-E_17_0_2_LI-7000 | LI-7000 | 58 | H2O_cellB | Water vapor concentration | mmol/mol | 2014-12-09 | 2014-12-16 | 2024-02-07 | 2024-03-22 | 0 | 17 | 2 | 100
1273 | LEO-E_17_0_3_LI-7000 | LI-7000 | 58 | H2O_cellB | Water vapor concentration | mmol/mol | 2014-12-09 | 2014-12-16 | 2024-02-07 | 2024-03-22 | 0 | 17 | 3 | 300
1274 | LEO-E_17_0_4_LI-7000 | LI-7000 | 58 | H2O_cellB | Water vapor concentration | mmol/mol | 2014-12-09 | 2014-12-16 | 2024-02-07 | 2024-03-22 | 0 | 17 | 4 | 600
1275 | LEO-E_17_0_5_LI-7000 | LI-7000 | 58 | H2O_cellB | Water vapor concentration | mmol/mol | 2014-12-09 | 2014-12-16 | 2024-02-07 | 2024-03-22 | 0 | 17 | 5 | 1000
1276 | LEO-E_24_0_1_LI-7000 | LI-7000 | 58 | H2O_cellB | Water vapor concentration | mmol/mol | 2014-12-09 | 2014-12-16 | 2024-02-07 | 2024-03-22 | 0 | 24 | 1 | 25
1277 | LEO-E_24_0_2_LI-7000 | LI-7000 | 58 | H2O_cellB | Water vapor concentration | mmol/mol | 2014-12-09 | 2014-12-16 | 2024-02-07 | 2024-03-22 | 0 | 24 | 2 | 100
1278 | LEO-E_24_0_3_LI-7000 | LI-7000 | 58 | H2O_cellB | Water vapor concentration | mmol/mol | 2014-12-09 | 2014-12-16 | 2024-02-07 | 2024-03-22 | 0 | 24 | 3 | 300
1279 | LEO-E_24_0_4_LI-7000 | LI-7000 | 58 | H2O_cellB | Water vapor concentration | mmol/mol | 2014-12-09 | 2014-12-16 | 2024-02-07 | 2024-03-22 | 0 | 24 | 4 | 600
1280 | LEO-E_24_0_5_LI-7000 | LI-7000 | 58 | H2O_cellB | Water vapor concentration | mmol/mol | 2014-12-09 | 2014-12-16 | 2024-02-07 | 2024-03-22 | 0 | 24 | 5 | 1000
1281 | LEO-G_StandardA_LI-7000 | LI-7000 | 58 | H2O_cellB | Water vapor concentration | mmol/mol | 2014-12-09 | 2014-12-16 | 2024-02-07 | 2024-06-03 | 0 | 0 | 0
1282 | LEO-G_StandardB_LI-7000 | LI-7000 | 58 | H2O_cellB | Water vapor concentration | mmol/mol | 2014-12-09 | 2014-12-16 | 2024-02-07 | 2024-03-22 | 0 | 0 | 0
1283 | LEO-G_StandardC_LI-7000 | LI-7000 | 58 | H2O_cellB | Water vapor concentration | mmol/mol | 2014-12-09 | 2014-12-16 | 2024-02-23 | 2024-03-22 | 0 | 0 | 0
1305 | LEO-E_AirInflow_LI-7000 | LI-7000 | 58 | H2O_cellB | Water vapor concentration | mmol/mol |  |  | 2024-02-07 | 2024-03-22 | 0 | 0 | 0
1306 | LEO-E_AirOutflow_LI-7000 | LI-7000 | 58 | H2O_cellB | Water vapor concentration | mmol/mol |  |  | 2024-02-07 | 2024-03-22 | 0 | 0 | 0
1307 | LEO-G_StandardD_LI-7000 | LI-7000 | 58 | H2O_cellB | Water vapor concentration | mmol/mol |  |  |  |  | 0 | 0 | 0
1308 | LEO-E_Vent_LI-7000 | LI-7000 | 58 | H2O_cellB | Water vapor concentration | mmol/mol |  |  | 2024-02-07 | 2024-03-22 | 0 | 0 | 0
1257 | LEO-E_4_0_1_LI-7000 | LI-7000 | 59 | IRGA_Temp | Temperature | degC | 2014-12-09 | 2014-12-16 | 2024-02-07 | 2024-03-22 | 0 | 4 | 1 | 25
1258 | LEO-E_4_0_2_LI-7000 | LI-7000 | 59 | IRGA_Temp | Temperature | degC | 2014-12-09 | 2014-12-16 | 2024-02-07 | 2024-03-22 | 0 | 4 | 2 | 100
1259 | LEO-E_4_0_3_LI-7000 | LI-7000 | 59 | IRGA_Temp | Temperature | degC | 2014-12-09 | 2014-12-16 | 2024-02-07 | 2024-03-22 | 0 | 4 | 3 | 300
1260 | LEO-E_4_0_4_LI-7000 | LI-7000 | 59 | IRGA_Temp | Temperature | degC | 2014-12-09 | 2014-12-16 | 2024-02-07 | 2024-03-22 | 0 | 4 | 4 | 600
1261 | LEO-E_10_-2_1_LI-7000 | LI-7000 | 59 | IRGA_Temp | Temperature | degC | 2014-12-09 | 2014-12-16 | 2024-02-07 | 2024-03-22 | -2 | 10 | 1 | 25
1262 | LEO-E_10_-2_2_LI-7000 | LI-7000 | 59 | IRGA_Temp | Temperature | degC | 2014-12-09 | 2014-12-16 | 2024-02-07 | 2024-03-22 | -2 | 10 | 2 | 100
1263 | LEO-E_10_-2_3_LI-7000 | LI-7000 | 59 | IRGA_Temp | Temperature | degC | 2014-12-09 | 2014-12-16 | 2024-02-07 | 2024-03-22 | -2 | 10 | 3 | 300
1264 | LEO-E_10_-2_4_LI-7000 | LI-7000 | 59 | IRGA_Temp | Temperature | degC | 2014-12-09 | 2014-12-16 | 2024-02-07 | 2024-03-22 | -2 | 10 | 4 | 600
1265 | LEO-E_10_-2_5_LI-7000 | LI-7000 | 59 | IRGA_Temp | Temperature | degC | 2014-12-09 | 2014-12-16 | 2024-02-07 | 2024-03-22 | -2 | 10 | 5 | 1000
1266 | LEO-E_10_2_1_LI-7000 | LI-7000 | 59 | IRGA_Temp | Temperature | degC | 2014-12-09 | 2014-12-16 | 2024-02-07 | 2024-03-22 | 2 | 10 | 1 | 25
1267 | LEO-E_10_2_2_LI-7000 | LI-7000 | 59 | IRGA_Temp | Temperature | degC | 2014-12-09 | 2014-12-16 | 2024-02-07 | 2024-03-22 | 2 | 10 | 2 | 100
1268 | LEO-E_10_2_3_LI-7000 | LI-7000 | 59 | IRGA_Temp | Temperature | degC | 2014-12-09 | 2014-12-16 | 2024-02-07 | 2024-03-22 | 2 | 10 | 3 | 300
1269 | LEO-E_10_2_4_LI-7000 | LI-7000 | 59 | IRGA_Temp | Temperature | degC | 2014-12-09 | 2014-12-16 | 2024-02-07 | 2024-03-22 | 2 | 10 | 4 | 600
1270 | LEO-E_10_2_5_LI-7000 | LI-7000 | 59 | IRGA_Temp | Temperature | degC | 2014-12-09 | 2014-12-16 | 2024-02-07 | 2024-03-22 | 2 | 10 | 5 | 1000
1271 | LEO-E_17_0_1_LI-7000 | LI-7000 | 59 | IRGA_Temp | Temperature | degC | 2014-12-09 | 2014-12-16 | 2024-02-07 | 2024-03-22 | 0 | 17 | 1 | 25
1272 | LEO-E_17_0_2_LI-7000 | LI-7000 | 59 | IRGA_Temp | Temperature | degC | 2014-12-09 | 2014-12-16 | 2024-02-07 | 2024-03-22 | 0 | 17 | 2 | 100
1273 | LEO-E_17_0_3_LI-7000 | LI-7000 | 59 | IRGA_Temp | Temperature | degC | 2014-12-09 | 2014-12-16 | 2024-02-07 | 2024-03-22 | 0 | 17 | 3 | 300
1274 | LEO-E_17_0_4_LI-7000 | LI-7000 | 59 | IRGA_Temp | Temperature | degC | 2014-12-09 | 2014-12-16 | 2024-02-07 | 2024-03-22 | 0 | 17 | 4 | 600
1275 | LEO-E_17_0_5_LI-7000 | LI-7000 | 59 | IRGA_Temp | Temperature | degC | 2014-12-09 | 2014-12-16 | 2024-02-07 | 2024-03-22 | 0 | 17 | 5 | 1000
1276 | LEO-E_24_0_1_LI-7000 | LI-7000 | 59 | IRGA_Temp | Temperature | degC | 2014-12-09 | 2014-12-16 | 2024-02-07 | 2024-03-22 | 0 | 24 | 1 | 25
1277 | LEO-E_24_0_2_LI-7000 | LI-7000 | 59 | IRGA_Temp | Temperature | degC | 2014-12-09 | 2014-12-16 | 2024-02-07 | 2024-03-22 | 0 | 24 | 2 | 100
1278 | LEO-E_24_0_3_LI-7000 | LI-7000 | 59 | IRGA_Temp | Temperature | degC | 2014-12-09 | 2014-12-16 | 2024-02-07 | 2024-03-22 | 0 | 24 | 3 | 300
1279 | LEO-E_24_0_4_LI-7000 | LI-7000 | 59 | IRGA_Temp | Temperature | degC | 2014-12-09 | 2014-12-16 | 2024-02-07 | 2024-03-22 | 0 | 24 | 4 | 600
1280 | LEO-E_24_0_5_LI-7000 | LI-7000 | 59 | IRGA_Temp | Temperature | degC | 2014-12-09 | 2014-12-16 | 2024-02-07 | 2024-03-22 | 0 | 24 | 5 | 1000
1281 | LEO-G_StandardA_LI-7000 | LI-7000 | 59 | IRGA_Temp | Temperature | degC | 2014-12-09 | 2014-12-16 | 2024-02-07 | 2024-06-03 | 0 | 0 | 0
1282 | LEO-G_StandardB_LI-7000 | LI-7000 | 59 | IRGA_Temp | Temperature | degC | 2014-12-09 | 2014-12-16 | 2024-02-07 | 2024-03-22 | 0 | 0 | 0
1283 | LEO-G_StandardC_LI-7000 | LI-7000 | 59 | IRGA_Temp | Temperature | degC | 2014-12-09 | 2014-12-16 | 2024-02-23 | 2024-03-22 | 0 | 0 | 0
1305 | LEO-E_AirInflow_LI-7000 | LI-7000 | 59 | IRGA_Temp | Temperature | degC |  |  | 2024-02-07 | 2024-03-22 | 0 | 0 | 0
1306 | LEO-E_AirOutflow_LI-7000 | LI-7000 | 59 | IRGA_Temp | Temperature | degC |  |  | 2024-02-07 | 2024-03-22 | 0 | 0 | 0
1307 | LEO-G_StandardD_LI-7000 | LI-7000 | 59 | IRGA_Temp | Temperature | degC |  |  |  |  | 0 | 0 | 0
1308 | LEO-E_Vent_LI-7000 | LI-7000 | 59 | IRGA_Temp | Temperature | degC |  |  | 2024-02-07 | 2024-03-22 | 0 | 0 | 0
1257 | LEO-E_4_0_1_LI-7000 | LI-7000 | 60 | Press_cellB | Pressure | kPa | 2014-12-09 | 2014-12-16 | 2024-02-07 | 2024-03-22 | 0 | 4 | 1 | 25
1258 | LEO-E_4_0_2_LI-7000 | LI-7000 | 60 | Press_cellB | Pressure | kPa | 2014-12-09 | 2014-12-16 | 2024-02-07 | 2024-03-22 | 0 | 4 | 2 | 100
1259 | LEO-E_4_0_3_LI-7000 | LI-7000 | 60 | Press_cellB | Pressure | kPa | 2014-12-09 | 2014-12-16 | 2024-02-07 | 2024-03-22 | 0 | 4 | 3 | 300
1260 | LEO-E_4_0_4_LI-7000 | LI-7000 | 60 | Press_cellB | Pressure | kPa | 2014-12-09 | 2014-12-16 | 2024-02-07 | 2024-03-22 | 0 | 4 | 4 | 600
1261 | LEO-E_10_-2_1_LI-7000 | LI-7000 | 60 | Press_cellB | Pressure | kPa | 2014-12-09 | 2014-12-16 | 2024-02-07 | 2024-03-22 | -2 | 10 | 1 | 25
1262 | LEO-E_10_-2_2_LI-7000 | LI-7000 | 60 | Press_cellB | Pressure | kPa | 2014-12-09 | 2014-12-16 | 2024-02-07 | 2024-03-22 | -2 | 10 | 2 | 100
1263 | LEO-E_10_-2_3_LI-7000 | LI-7000 | 60 | Press_cellB | Pressure | kPa | 2014-12-09 | 2014-12-16 | 2024-02-07 | 2024-03-22 | -2 | 10 | 3 | 300
1264 | LEO-E_10_-2_4_LI-7000 | LI-7000 | 60 | Press_cellB | Pressure | kPa | 2014-12-09 | 2014-12-16 | 2024-02-07 | 2024-03-22 | -2 | 10 | 4 | 600
1265 | LEO-E_10_-2_5_LI-7000 | LI-7000 | 60 | Press_cellB | Pressure | kPa | 2014-12-09 | 2014-12-16 | 2024-02-07 | 2024-03-22 | -2 | 10 | 5 | 1000
1266 | LEO-E_10_2_1_LI-7000 | LI-7000 | 60 | Press_cellB | Pressure | kPa | 2014-12-09 | 2014-12-16 | 2024-02-07 | 2024-03-22 | 2 | 10 | 1 | 25
1267 | LEO-E_10_2_2_LI-7000 | LI-7000 | 60 | Press_cellB | Pressure | kPa | 2014-12-09 | 2014-12-16 | 2024-02-07 | 2024-03-22 | 2 | 10 | 2 | 100
1268 | LEO-E_10_2_3_LI-7000 | LI-7000 | 60 | Press_cellB | Pressure | kPa | 2014-12-09 | 2014-12-16 | 2024-02-07 | 2024-03-22 | 2 | 10 | 3 | 300
1269 | LEO-E_10_2_4_LI-7000 | LI-7000 | 60 | Press_cellB | Pressure | kPa | 2014-12-09 | 2014-12-16 | 2024-02-07 | 2024-03-22 | 2 | 10 | 4 | 600
1270 | LEO-E_10_2_5_LI-7000 | LI-7000 | 60 | Press_cellB | Pressure | kPa | 2014-12-09 | 2014-12-16 | 2024-02-07 | 2024-03-22 | 2 | 10 | 5 | 1000
1271 | LEO-E_17_0_1_LI-7000 | LI-7000 | 60 | Press_cellB | Pressure | kPa | 2014-12-09 | 2014-12-16 | 2024-02-07 | 2024-03-22 | 0 | 17 | 1 | 25
1272 | LEO-E_17_0_2_LI-7000 | LI-7000 | 60 | Press_cellB | Pressure | kPa | 2014-12-09 | 2014-12-16 | 2024-02-07 | 2024-03-22 | 0 | 17 | 2 | 100
1273 | LEO-E_17_0_3_LI-7000 | LI-7000 | 60 | Press_cellB | Pressure | kPa | 2014-12-09 | 2014-12-16 | 2024-02-07 | 2024-03-22 | 0 | 17 | 3 | 300
1274 | LEO-E_17_0_4_LI-7000 | LI-7000 | 60 | Press_cellB | Pressure | kPa | 2014-12-09 | 2014-12-16 | 2024-02-07 | 2024-03-22 | 0 | 17 | 4 | 600
1275 | LEO-E_17_0_5_LI-7000 | LI-7000 | 60 | Press_cellB | Pressure | kPa | 2014-12-09 | 2014-12-16 | 2024-02-07 | 2024-03-22 | 0 | 17 | 5 | 1000
1276 | LEO-E_24_0_1_LI-7000 | LI-7000 | 60 | Press_cellB | Pressure | kPa | 2014-12-09 | 2014-12-16 | 2024-02-07 | 2024-03-22 | 0 | 24 | 1 | 25
1277 | LEO-E_24_0_2_LI-7000 | LI-7000 | 60 | Press_cellB | Pressure | kPa | 2014-12-09 | 2014-12-16 | 2024-02-07 | 2024-03-22 | 0 | 24 | 2 | 100
1278 | LEO-E_24_0_3_LI-7000 | LI-7000 | 60 | Press_cellB | Pressure | kPa | 2014-12-09 | 2014-12-16 | 2024-02-07 | 2024-03-22 | 0 | 24 | 3 | 300
1279 | LEO-E_24_0_4_LI-7000 | LI-7000 | 60 | Press_cellB | Pressure | kPa | 2014-12-09 | 2014-12-16 | 2024-02-07 | 2024-03-22 | 0 | 24 | 4 | 600
1280 | LEO-E_24_0_5_LI-7000 | LI-7000 | 60 | Press_cellB | Pressure | kPa | 2014-12-09 | 2014-12-16 | 2024-02-07 | 2024-03-22 | 0 | 24 | 5 | 1000
1281 | LEO-G_StandardA_LI-7000 | LI-7000 | 60 | Press_cellB | Pressure | kPa | 2014-12-09 | 2014-12-16 | 2024-02-07 | 2024-06-03 | 0 | 0 | 0
1282 | LEO-G_StandardB_LI-7000 | LI-7000 | 60 | Press_cellB | Pressure | kPa | 2014-12-09 | 2014-12-16 | 2024-02-07 | 2024-03-22 | 0 | 0 | 0
1283 | LEO-G_StandardC_LI-7000 | LI-7000 | 60 | Press_cellB | Pressure | kPa | 2014-12-09 | 2014-12-16 | 2024-02-23 | 2024-03-22 | 0 | 0 | 0
1305 | LEO-E_AirInflow_LI-7000 | LI-7000 | 60 | Press_cellB | Pressure | kPa |  |  | 2024-02-07 | 2024-03-22 | 0 | 0 | 0
1306 | LEO-E_AirOutflow_LI-7000 | LI-7000 | 60 | Press_cellB | Pressure | kPa |  |  | 2024-02-07 | 2024-03-22 | 0 | 0 | 0
1307 | LEO-G_StandardD_LI-7000 | LI-7000 | 60 | Press_cellB | Pressure | kPa |  |  |  |  | 0 | 0 | 0
1308 | LEO-E_Vent_LI-7000 | LI-7000 | 60 | Press_cellB | Pressure | kPa |  |  | 2024-02-07 | 2024-03-22 | 0 | 0 | 0

## PTB110
SENSORID | SENSORCODE | SENSORTYPE | VARIABLEID | VARIABLECODE | VARIABLENAME | UNITS | Data From | Data End | X-across | Y-upslope | Level | Height [cm]
1299 | LEO-E_Ground_PTB110 | PTB110 | 1 | Volt | Voltage | V | 2024-01-31 | 2024-05-06
1299 | LEO-E_Ground_PTB110 | PTB110 | 64 | AirPress_hPa | Pressure | hPa | 2024-01-31 | 2024-05-06

## ShortTermSet
SENSORID | SENSORCODE | SENSORTYPE | VARIABLEID | VARIABLECODE | VARIABLENAME | UNITS | Data From | Data End | X-across | Y-upslope | Level | Height [cm]
1156 | LEO-E_15_0_tripod_Model81000VRE | Model81000VRE | 25 | Wind | Wind speed | m/s | 2013-04-12 | 2013-05-15 | 15 | 0 |  | 150
1156 | LEO-E_15_0_tripod_Model81000VRE | Model81000VRE | 26 | Azimuth | Wind direction | deg | 2013-04-12 | 2013-05-15 | 15 | 0 |  | 150
1156 | LEO-E_15_0_tripod_Model81000VRE | Model81000VRE | 27 | Elevation | Wind direction | deg | 2013-04-12 | 2013-05-15 | 15 | 0 |  | 150
1156 | LEO-E_15_0_tripod_Model81000VRE | Model81000VRE | 28 | Sound | Speed of sound | m/s | 2013-04-12 | 2013-05-15 | 15 | 0 |  | 150
1156 | LEO-E_15_0_tripod_Model81000VRE | Model81000VRE | 29 | SonicTemp | Temperature | degC | 2013-04-12 | 2013-05-15 | 15 | 0 |  | 150
1152 | LEO-E_15_0_global_Pyranometer | Pyranometer | 1 | Volt | Voltage | V | 2013-04-12 | 2013-05-15 | 15 | 0 |  | 150
1153 | LEO-E_15_0_reflected_Pyranometer | Pyranometer | 1 | Volt | Voltage | V | 2013-04-12 | 2013-05-15 | 15 | 0 |  | 150
1152 | LEO-E_15_0_global_Pyranometer | Pyranometer | 21 | ShortRad | Radiation, shortwave | W/m^2 | 2013-04-12 | 2013-05-15 | 15 | 0 |  | 150
1153 | LEO-E_15_0_reflected_Pyranometer | Pyranometer | 21 | ShortRad | Radiation, shortwave | W/m^2 | 2013-04-12 | 2013-05-15 | 15 | 0 |  | 150
1154 | LEO-E_15_0_global_Pyrgeometer | Pyrgeometer | 1 | Volt | Voltage | V | 2013-04-12 | 2013-05-15 | 15 | 0 |  | 150
1155 | LEO-E_15_0_reflected_Pyrgeometer | Pyrgeometer | 1 | Volt | Voltage | V | 2013-04-12 | 2013-05-15 | 15 | 0 |  | 150
1154 | LEO-E_15_0_global_Pyrgeometer | Pyrgeometer | 23 | LongRad | Radiation, longwave | W/m^2 | 2013-04-12 | 2013-05-15 | 15 | 0 |  | 150
1155 | LEO-E_15_0_reflected_Pyrgeometer | Pyrgeometer | 23 | LongRad | Radiation, longwave | W/m^2 | 2013-04-12 | 2013-05-15 | 15 | 0 |  | 150

## Control
SENSORID | SENSORCODE | SENSORTYPE | VARIABLEID | VARIABLECODE | VARIABLENAME | UNITS | Data From | Data End | X-across | Y-upslope | Level | Height [cm]
1149 | LEO-E_cRIO-LEO-East-P01_DeviceT | DeviceT | 20 | DeviceTemp | Temperature | degC | 2013-03-28 | 2017-04-19
1150 | LEO-E_cRIO-LEO-East-P02_DeviceT | DeviceT | 20 | DeviceTemp | Temperature | degC | 2013-03-28 | 2017-04-19
1151 | LEO-E_cRIO-LEO-East-P03_DeviceT | DeviceT | 20 | DeviceTemp | Temperature | degC | 2013-03-28 | 2017-04-19
1310 | LEO-E_4_0_0_MAST | MAST | 72 | MastPos | Instrument status code | - |  |  | 0 | 4 | 0
1311 | LEO-E_10_-2_0_MAST | MAST | 72 | MastPos | Instrument status code | - |  |  | -2 | 10 | 0
1312 | LEO-E_10_2_0_MAST | MAST | 72 | MastPos | Instrument status code | - |  |  | 2 | 10 | 0
1313 | LEO-E_17_0_0_MAST | MAST | 72 | MastPos | Instrument status code | - |  |  | 0 | 17 | 0
1314 | LEO-E_24_0_0_MAST | MAST | 72 | MastPos | Instrument status code | - |  |  | 0 | 24 | 0
1157 | LEO-E_2_-3_LoadCellSurface_TC-E | TC-E | 30 | SurfaceTemp | Temperature | degC | 2013-05-16 | present | -3 | 2 | 0
1158 | LEO-E_2_3_LoadCellSurface_TC-E | TC-E | 30 | SurfaceTemp | Temperature | degC | 2013-05-16 | present | 3 | 2 | 0
1159 | LEO-E_8_-3_LoadCellSurface_TC-E | TC-E | 30 | SurfaceTemp | Temperature | degC | 2013-05-16 | present | -3 | 8 | 0
1160 | LEO-E_8_3_LoadCellSurface_TC-E | TC-E | 30 | SurfaceTemp | Temperature | degC | 2013-05-16 | present | 3 | 8 | 0
1161 | LEO-E_14_-3_LoadCellSurface_TC-E | TC-E | 30 | SurfaceTemp | Temperature | degC | 2013-05-16 | present | -3 | 14 | 0
1162 | LEO-E_14_3_LoadCellSurface_TC-E | TC-E | 30 | SurfaceTemp | Temperature | degC | 2013-05-16 | present | 3 | 14 | 0
1163 | LEO-E_20_-3_LoadCellSurface_TC-E | TC-E | 30 | SurfaceTemp | Temperature | degC | 2013-05-16 | present | -3 | 20 | 0
1164 | LEO-E_20_3_LoadCellSurface_TC-E | TC-E | 30 | SurfaceTemp | Temperature | degC | 2013-05-16 | present | 3 | 20 | 0
1165 | LEO-E_25_-3_LoadCellSurface_TC-E | TC-E | 30 | SurfaceTemp | Temperature | degC | 2013-05-16 | present | -3 | 25 | 0
1166 | LEO-E_25_3_LoadCellSurface_TC-E | TC-E | 30 | SurfaceTemp | Temperature | degC | 2013-05-16 | present | 3 | 25 | 0
1300 | LEO-E_MP2000_TRIAC | TRIAC | 18 | ValveState | Valve State | - | 2019-06-11 | present
1301 | LEO-E_MP3000_TRIAC | TRIAC | 18 | ValveState | Valve State | - | 2019-06-11 | present
1302 | LEO-E_MULTI1_TRIAC | TRIAC | 18 | ValveState | Valve State | - | 2019-06-11 | 2025-05-16
1303 | LEO-E_MULTI2_TRIAC | TRIAC | 18 | ValveState | Valve State | - | 2019-06-11 | 2025-05-16
1304 | LEO-E_INTERM_TRIAC | TRIAC | 18 | ValveState | Valve State | - | 2019-06-11 | 2025-05-16
1144 | LEO-E_MP2000_VALWORX | VALWORX | 18 | ValveState | Valve State | - | 2012-11-02 | 2018-09-25
1145 | LEO-E_INTERM_VALWORX | VALWORX | 18 | ValveState | Valve State | - | 2012-11-02 | 2018-09-25
1146 | LEO-E_MP3000_VALWORX | VALWORX | 18 | ValveState | Valve State | - | 2012-11-02 | 2018-09-25
1147 | LEO-E_MULTI1_VALWORX | VALWORX | 18 | ValveState | Valve State | - | 2012-11-02 | 2019-05-15
1148 | LEO-E_MULTI2_VALWORX | VALWORX | 18 | ValveState | Valve State | - | 2012-11-02 | 2019-05-21