## SensorTypes
SENSORTYPE | SENSORNAME | VARIABLEID | VARIABLENAME | VARIABLECODE | VARIABLEUNIT | NODATAVALUE
5TM | Soil Moisture (5TM) | 4 | Permittivity | bulkPerm | - | -9999
5TM | Soil Moisture (5TM) | 3 | Temperature | soilTemp | degC | -9999
5TM | Soil Moisture (5TM) | 6 | Volumetric water content | VWC | % | -9999
CNR4 | Net Radiometer (CNR4) | 38 | Voltage | Voutput1 | V | -9999
CNR4 | Net Radiometer (CNR4) | 39 | Voltage | Voutput2 | V | -9999
CNR4 | Net Radiometer (CNR4) | 42 | Voltage | Voutput3 | V | -9999
CNR4 | Net Radiometer (CNR4) | 43 | Voltage | Voutput4 | V | -9999
CNR4 | Net Radiometer (CNR4) | 51 | Resistance | Resistance | ohm | -9999
CNR4 | Net Radiometer (CNR4) | 45 | Radiation, incoming shortwave | ShortRadIn | W/m^2 | -9999
CNR4 | Net Radiometer (CNR4) | 46 | Radiation, outgoing shortwave | ShortRadOut | W/m^2 | -9999
CNR4 | Net Radiometer (CNR4) | 49 | Temperature | PyrgeoTemp | degK | -9999
CNR4 | Net Radiometer (CNR4) | 47 | Radiation, incoming longwave | LongRadIn | W/m^2 | -9999
CNR4 | Net Radiometer (CNR4) | 48 | Radiation, outgoing longwave | LongRadOut | W/m^2 | -9999
CS451 | Pressure Transducer (CS451) | 62 | Pressure | waterPress | psi | -9999
CS451 | Pressure Transducer (CS451) | 61 | Temperature | waterTemp | degC | -9999
CS451 | Pressure Transducer (CS451) | 63 | Pressure | waterLevel | cm H2O | -9999
CSAT3 | Sonic Anemometer (CSAT3) | 35 | Wind speed | Ux | m/s | -9999
CSAT3 | Sonic Anemometer (CSAT3) | 36 | Wind speed | Uy | m/s | -9999
CSAT3 | Sonic Anemometer (CSAT3) | 37 | Wind speed | Uz | m/s | -9999
CSAT3 | Sonic Anemometer (CSAT3) | 28 | Speed of sound | Sound | m/s | -9999
DVI7911 | Anemometer (DVI7911) | 31 | Counter | PulseCnt | - | -9999
DVI7911 | Anemometer (DVI7911) | 32 | Voltage | Voltage | V | -9999
DVI7911 | Anemometer (DVI7911) | 33 | Wind speed | Wind | m/s | -9999
DVI7911 | Anemometer (DVI7911) | 34 | Wind direction | WindDir | deg | -9999
DVI7911 | Anemometer (DVI7911) | 70 | Wind speed | WindAvg | m/s | -9999
DVI7911 | Anemometer (DVI7911) | 71 | Wind direction | WindDirAvg | deg | -9999
DeviceT | Thermocouple | 20 | Temperature | DeviceTemp | degC | -9999
EX81 | Flow (EX81) | 13 | Counter | Cnt | # | -9999
EX81 | Flow (EX81) | 14 | Discharge | Volume | L | -9999
GMM222 | Carbon Dioxide (GMM222) | 1 | Voltage | Volt | V | -9999
GMM222 | Carbon Dioxide (GMM222) | 9 | Carbon dioxide | CO2 | ppm | -9999
HFP-1 | Heat Flux (HFP-1) | 1 | Voltage | Volt | V | -9999
HFP-1 | Heat Flux (HFP-1) | 8 | Heat Flux | HeatFlux | W/m^2 | -9999
HFP-1SC | Heat Flux (HFP-1SC) | 1 | Voltage | Volt | V | -9999
HFP-1SC | Heat Flux (HFP-1SC) | 8 | Heat Flux | HeatFlux | W/m^2 | -9999
HMP60 | Temperature and RH (HMP60) | 38 | Voltage | Voutput1 | V | -9999
HMP60 | Temperature and RH (HMP60) | 39 | Voltage | Voutput2 | V | -9999
HMP60 | Temperature and RH (HMP60) | 40 | Relative humidity | RH | % | -9999
HMP60 | Temperature and RH (HMP60) | 41 | Temperature | AirTemp | degC | -9999
LI-7000 | Gas Analyzer (LI-7000) | 55 | Carbon dioxide | CO2_cellA | umol/mol | -9999
LI-7000 | Gas Analyzer (LI-7000) | 56 | Carbon dioxide | CO2_cellB | umol/mol | -9999
LI-7000 | Gas Analyzer (LI-7000) | 57 | Water vapor concentration | H2O_cellA | mmol/mol | -9999
LI-7000 | Gas Analyzer (LI-7000) | 58 | Water vapor concentration | H2O_cellB | mmol/mol | -9999
LI-7000 | Gas Analyzer (LI-7000) | 60 | Pressure | Press_cellB | kPa | -9999
LI-7000 | Gas Analyzer (LI-7000) | 59 | Temperature | IRGA_Temp | degC | -9999
MPS-2 | Water Potential (MPS-2) | 7 | Water potential | MWP | kPa | -9999
MPS-2 | Water Potential (MPS-2) | 3 | Temperature | soilTemp | degC | -9999
Model3130 | Load Cell (Model3031) | 15 | Ratiometric | LCout | mV/V | -9999
Model3130 | Load Cell (Model3031) | 17 | Mass | Mass | kg | -9999
NovaLynx | Flow Gage Low (NovaLynx) | 13 | Counter | Cnt | # | -9999
NovaLynx | Flow Gage Low (NovaLynx) | 14 | Discharge | Volume | L | -9999
PE102 | Flow Gage High (PE102) | 13 | Counter | Cnt | # | -9999
PE102 | Flow Gage High (PE102) | 14 | Discharge | Volume | L | -9999
PTB110 | Barometer (PTB110) | 1 | Voltage | Volt | V | -9999
PTB110 | Barometer (PTB110) | 64 | Pressure | AirPress_hPa | hPa | -9999
SQ-110 | Quantum (SQ-110) | 38 | Voltage | Voutput1 | V | -9999
SQ-110 | Quantum (SQ-110) | 50 | Radiation, incoming PAR | PAR | umol/m^2 s | -9999
TC-E | Thermocouple (TC-E) | 30 | Temperature | SurfaceTemp | degC | -9999
TCAV | Thermocouple (TCAV) | 3 | Temperature | soilTemp | degC | -9999
TRIAC |  | 18 | Valve State | ValveState | - | -9999
VALWORX |  | 18 | Valve State | ValveState | - | -9999
VW-PZO | Piezometer | 10 | Frequency | Frequency | Hz | -9999
VW-PZO | Piezometer | 11 | Resistance | Resistance | ohm | -9999
VW-PZO | Piezometer | 19 | Pressure | WaterPressure | cm H2O | -9999

## GMM222
SENSORID | SENSORCODE | SENSORTYPE | VARIABLEID | VARIABLECODE | VARIABLENAME | UNITS | Data From | Data End | X-across | Y-upslope | Depth level | Depth [cm]
994 | LEO-C_4_-4_1_GMM222 | GMM222 | 1 | Volt | Voltage | V | 2013-07-25 | present | -4 | 4 | 1 | 5
995 | LEO-C_4_-1_1_GMM222 | GMM222 | 1 | Volt | Voltage | V | 2013-07-25 | 2023-05-10 | -1 | 4 | 1 | 5
996 | LEO-C_4_1_1_GMM222 | GMM222 | 1 | Volt | Voltage | V | 2013-07-25 | 2023-12-11 | 1 | 4 | 1 | 5
997 | LEO-C_4_4_1_GMM222 | GMM222 | 1 | Volt | Voltage | V | 2013-07-25 | 2024-08-17 | 4 | 4 | 1 | 5
998 | LEO-C_10_-4_1_GMM222 | GMM222 | 1 | Volt | Voltage | V | 2013-07-25 | 2023-05-10 | -4 | 10 | 1 | 5
999 | LEO-C_10_-1_1_GMM222 | GMM222 | 1 | Volt | Voltage | V | 2013-07-25 | present | -1 | 10 | 1 | 5
1000 | LEO-C_10_1_1_GMM222 | GMM222 | 1 | Volt | Voltage | V | 2013-07-25 | 2023-05-10 | 1 | 10 | 1 | 5
1001 | LEO-C_10_4_1_GMM222 | GMM222 | 1 | Volt | Voltage | V | 2013-07-25 | present | 4 | 10 | 1 | 5
1002 | LEO-C_18_-4_1_GMM222 | GMM222 | 1 | Volt | Voltage | V | 2013-07-25 | 2021-01-28 | -4 | 18 | 1 | 5
1003 | LEO-C_18_-1_1_GMM222 | GMM222 | 1 | Volt | Voltage | V | 2013-07-25 | present | -1 | 18 | 1 | 5
1004 | LEO-C_18_1_1_GMM222 | GMM222 | 1 | Volt | Voltage | V | 2013-07-25 | 2025-07-08 | 1 | 18 | 1 | 5
1005 | LEO-C_18_4_1_GMM222 | GMM222 | 1 | Volt | Voltage | V | 2013-07-25 | present | 4 | 18 | 1 | 5
1006 | LEO-C_24_-4_1_GMM222 | GMM222 | 1 | Volt | Voltage | V | 2013-07-25 | 2021-01-28 | -4 | 24 | 1 | 5
1007 | LEO-C_24_-1_1_GMM222 | GMM222 | 1 | Volt | Voltage | V | 2013-07-25 | 2025-10-07 | -1 | 24 | 1 | 5
1008 | LEO-C_24_1_1_GMM222 | GMM222 | 1 | Volt | Voltage | V | 2013-07-25 | 2025-05-07 | 1 | 24 | 1 | 5
1009 | LEO-C_24_4_1_GMM222 | GMM222 | 1 | Volt | Voltage | V | 2013-07-25 | 2021-01-28 | 4 | 24 | 1 | 5
1010 | LEO-C_4_-4_2_GMM222 | GMM222 | 1 | Volt | Voltage | V | 2013-07-25 | present | -4 | 4 | 2 | 20
1011 | LEO-C_4_-1_2_GMM222 | GMM222 | 1 | Volt | Voltage | V | 2013-07-25 | present | -1 | 4 | 2 | 20
1012 | LEO-C_4_1_2_GMM222 | GMM222 | 1 | Volt | Voltage | V | 2013-07-25 | present | 1 | 4 | 2 | 20
1013 | LEO-C_4_4_2_GMM222 | GMM222 | 1 | Volt | Voltage | V | 2013-07-25 | present | 4 | 4 | 2 | 20
1014 | LEO-C_10_-4_2_GMM222 | GMM222 | 1 | Volt | Voltage | V | 2013-07-25 | 2024-03-13 | -4 | 10 | 2 | 20
1015 | LEO-C_10_-1_2_GMM222 | GMM222 | 1 | Volt | Voltage | V | 2013-07-25 | 2025-07-03 | -1 | 10 | 2 | 20
1016 | LEO-C_10_1_2_GMM222 | GMM222 | 1 | Volt | Voltage | V | 2013-07-25 | present | 1 | 10 | 2 | 20
1017 | LEO-C_10_4_2_GMM222 | GMM222 | 1 | Volt | Voltage | V | 2013-07-25 | present | 4 | 10 | 2 | 20
1018 | LEO-C_18_-4_2_GMM222 | GMM222 | 1 | Volt | Voltage | V | 2013-07-25 | present | -4 | 18 | 2 | 20
1019 | LEO-C_18_-1_2_GMM222 | GMM222 | 1 | Volt | Voltage | V | 2013-07-25 | present | -1 | 18 | 2 | 20
1020 | LEO-C_18_1_2_GMM222 | GMM222 | 1 | Volt | Voltage | V | 2013-07-25 | present | 1 | 18 | 2 | 20
1021 | LEO-C_18_4_2_GMM222 | GMM222 | 1 | Volt | Voltage | V | 2013-09-09 | 2022-07-03 | 4 | 18 | 2 | 20
1022 | LEO-C_24_-4_2_GMM222 | GMM222 | 1 | Volt | Voltage | V | 2013-07-25 | 2019-08-17 | -4 | 24 | 2 | 20
1023 | LEO-C_24_-1_2_GMM222 | GMM222 | 1 | Volt | Voltage | V | 2013-07-25 | present | -1 | 24 | 2 | 20
1024 | LEO-C_24_1_2_GMM222 | GMM222 | 1 | Volt | Voltage | V | 2013-07-25 | 2025-05-04 | 1 | 24 | 2 | 20
1025 | LEO-C_24_4_2_GMM222 | GMM222 | 1 | Volt | Voltage | V | 2013-07-25 | 2023-03-10 | 4 | 24 | 2 | 20
1026 | LEO-C_4_-4_3_GMM222 | GMM222 | 1 | Volt | Voltage | V | 2013-07-25 | 2023-05-10 | -4 | 4 | 3 | 35
1027 | LEO-C_4_4_3_GMM222 | GMM222 | 1 | Volt | Voltage | V | 2013-07-25 | 2023-05-10 | 4 | 4 | 3 | 35
1028 | LEO-C_10_-1_3_GMM222 | GMM222 | 1 | Volt | Voltage | V | 2013-07-25 | present | -1 | 10 | 3 | 35
1029 | LEO-C_10_1_3_GMM222 | GMM222 | 1 | Volt | Voltage | V | 2016-09-09 | 2019-07-29 | 1 | 10 | 3 | 35
1030 | LEO-C_18_-1_3_GMM222 | GMM222 | 1 | Volt | Voltage | V | 2013-07-25 | 2024-12-02 | -1 | 18 | 3 | 35
1031 | LEO-C_18_1_3_GMM222 | GMM222 | 1 | Volt | Voltage | V | 2013-07-25 | present | 1 | 18 | 3 | 35
1032 | LEO-C_24_-4_3_GMM222 | GMM222 | 1 | Volt | Voltage | V | 2013-07-25 | 2020-08-08 | -4 | 24 | 3 | 35
1033 | LEO-C_24_4_3_GMM222 | GMM222 | 1 | Volt | Voltage | V | 2013-07-25 | 2018-09-28 | 4 | 24 | 3 | 35
1034 | LEO-C_4_-1_4_GMM222 | GMM222 | 1 | Volt | Voltage | V | 2013-07-25 | 2023-05-10 | -1 | 4 | 4 | 50
1035 | LEO-C_4_1_4_GMM222 | GMM222 | 1 | Volt | Voltage | V | 2013-07-25 | 2025-08-22 | 1 | 4 | 4 | 50
1036 | LEO-C_10_-4_4_GMM222 | GMM222 | 1 | Volt | Voltage | V | 2013-07-25 | 2025-01-26 | -4 | 10 | 4 | 50
1037 | LEO-C_10_4_4_GMM222 | GMM222 | 1 | Volt | Voltage | V | 2013-07-25 | 2025-04-19 | 4 | 10 | 4 | 50
1038 | LEO-C_18_-4_4_GMM222 | GMM222 | 1 | Volt | Voltage | V | 2013-07-25 | 2023-02-06 | -4 | 18 | 4 | 50
1039 | LEO-C_18_4_4_GMM222 | GMM222 | 1 | Volt | Voltage | V | 2013-09-09 | present | 4 | 18 | 4 | 50
1040 | LEO-C_24_-1_4_GMM222 | GMM222 | 1 | Volt | Voltage | V | 2013-07-25 | 2025-06-07 | -1 | 24 | 4 | 50
1041 | LEO-C_24_1_4_GMM222 | GMM222 | 1 | Volt | Voltage | V | 2013-07-25 | present | 1 | 24 | 4 | 50
994 | LEO-C_4_-4_1_GMM222 | GMM222 | 9 | CO2 | Carbon dioxide | ppm | 2013-07-25 | present | -4 | 4 | 1 | 5
995 | LEO-C_4_-1_1_GMM222 | GMM222 | 9 | CO2 | Carbon dioxide | ppm | 2013-07-25 | 2023-05-10 | -1 | 4 | 1 | 5
996 | LEO-C_4_1_1_GMM222 | GMM222 | 9 | CO2 | Carbon dioxide | ppm | 2013-07-25 | 2023-12-11 | 1 | 4 | 1 | 5
997 | LEO-C_4_4_1_GMM222 | GMM222 | 9 | CO2 | Carbon dioxide | ppm | 2013-07-25 | 2024-08-17 | 4 | 4 | 1 | 5
998 | LEO-C_10_-4_1_GMM222 | GMM222 | 9 | CO2 | Carbon dioxide | ppm | 2013-07-25 | 2023-05-10 | -4 | 10 | 1 | 5
999 | LEO-C_10_-1_1_GMM222 | GMM222 | 9 | CO2 | Carbon dioxide | ppm | 2013-07-25 | present | -1 | 10 | 1 | 5
1000 | LEO-C_10_1_1_GMM222 | GMM222 | 9 | CO2 | Carbon dioxide | ppm | 2013-07-25 | 2023-05-10 | 1 | 10 | 1 | 5
1001 | LEO-C_10_4_1_GMM222 | GMM222 | 9 | CO2 | Carbon dioxide | ppm | 2013-07-25 | present | 4 | 10 | 1 | 5
1002 | LEO-C_18_-4_1_GMM222 | GMM222 | 9 | CO2 | Carbon dioxide | ppm | 2013-07-25 | 2021-01-28 | -4 | 18 | 1 | 5
1003 | LEO-C_18_-1_1_GMM222 | GMM222 | 9 | CO2 | Carbon dioxide | ppm | 2013-07-25 | present | -1 | 18 | 1 | 5
1004 | LEO-C_18_1_1_GMM222 | GMM222 | 9 | CO2 | Carbon dioxide | ppm | 2013-07-25 | 2025-07-08 | 1 | 18 | 1 | 5
1005 | LEO-C_18_4_1_GMM222 | GMM222 | 9 | CO2 | Carbon dioxide | ppm | 2013-07-25 | present | 4 | 18 | 1 | 5
1006 | LEO-C_24_-4_1_GMM222 | GMM222 | 9 | CO2 | Carbon dioxide | ppm | 2013-07-25 | 2021-01-28 | -4 | 24 | 1 | 5
1007 | LEO-C_24_-1_1_GMM222 | GMM222 | 9 | CO2 | Carbon dioxide | ppm | 2013-07-25 | 2025-10-07 | -1 | 24 | 1 | 5
1008 | LEO-C_24_1_1_GMM222 | GMM222 | 9 | CO2 | Carbon dioxide | ppm | 2013-07-25 | 2025-05-07 | 1 | 24 | 1 | 5
1009 | LEO-C_24_4_1_GMM222 | GMM222 | 9 | CO2 | Carbon dioxide | ppm | 2013-07-25 | 2021-01-28 | 4 | 24 | 1 | 5
1010 | LEO-C_4_-4_2_GMM222 | GMM222 | 9 | CO2 | Carbon dioxide | ppm | 2013-07-25 | present | -4 | 4 | 2 | 20
1011 | LEO-C_4_-1_2_GMM222 | GMM222 | 9 | CO2 | Carbon dioxide | ppm | 2013-07-25 | present | -1 | 4 | 2 | 20
1012 | LEO-C_4_1_2_GMM222 | GMM222 | 9 | CO2 | Carbon dioxide | ppm | 2013-07-25 | present | 1 | 4 | 2 | 20
1013 | LEO-C_4_4_2_GMM222 | GMM222 | 9 | CO2 | Carbon dioxide | ppm | 2013-07-25 | present | 4 | 4 | 2 | 20
1014 | LEO-C_10_-4_2_GMM222 | GMM222 | 9 | CO2 | Carbon dioxide | ppm | 2013-07-25 | 2024-03-13 | -4 | 10 | 2 | 20
1015 | LEO-C_10_-1_2_GMM222 | GMM222 | 9 | CO2 | Carbon dioxide | ppm | 2013-07-25 | 2025-07-03 | -1 | 10 | 2 | 20
1016 | LEO-C_10_1_2_GMM222 | GMM222 | 9 | CO2 | Carbon dioxide | ppm | 2013-07-25 | present | 1 | 10 | 2 | 20
1017 | LEO-C_10_4_2_GMM222 | GMM222 | 9 | CO2 | Carbon dioxide | ppm | 2013-07-25 | present | 4 | 10 | 2 | 20
1018 | LEO-C_18_-4_2_GMM222 | GMM222 | 9 | CO2 | Carbon dioxide | ppm | 2013-07-25 | present | -4 | 18 | 2 | 20
1019 | LEO-C_18_-1_2_GMM222 | GMM222 | 9 | CO2 | Carbon dioxide | ppm | 2013-07-25 | present | -1 | 18 | 2 | 20
1020 | LEO-C_18_1_2_GMM222 | GMM222 | 9 | CO2 | Carbon dioxide | ppm | 2013-07-25 | present | 1 | 18 | 2 | 20
1021 | LEO-C_18_4_2_GMM222 | GMM222 | 9 | CO2 | Carbon dioxide | ppm | 2013-09-09 | 2022-07-03 | 4 | 18 | 2 | 20
1022 | LEO-C_24_-4_2_GMM222 | GMM222 | 9 | CO2 | Carbon dioxide | ppm | 2013-07-25 | 2019-08-17 | -4 | 24 | 2 | 20
1023 | LEO-C_24_-1_2_GMM222 | GMM222 | 9 | CO2 | Carbon dioxide | ppm | 2013-07-25 | present | -1 | 24 | 2 | 20
1024 | LEO-C_24_1_2_GMM222 | GMM222 | 9 | CO2 | Carbon dioxide | ppm | 2013-07-25 | 2025-05-04 | 1 | 24 | 2 | 20
1025 | LEO-C_24_4_2_GMM222 | GMM222 | 9 | CO2 | Carbon dioxide | ppm | 2013-07-25 | 2023-03-10 | 4 | 24 | 2 | 20
1026 | LEO-C_4_-4_3_GMM222 | GMM222 | 9 | CO2 | Carbon dioxide | ppm | 2013-07-25 | 2023-05-10 | -4 | 4 | 3 | 35
1027 | LEO-C_4_4_3_GMM222 | GMM222 | 9 | CO2 | Carbon dioxide | ppm | 2013-07-25 | 2023-05-10 | 4 | 4 | 3 | 35
1028 | LEO-C_10_-1_3_GMM222 | GMM222 | 9 | CO2 | Carbon dioxide | ppm | 2013-07-25 | present | -1 | 10 | 3 | 35
1029 | LEO-C_10_1_3_GMM222 | GMM222 | 9 | CO2 | Carbon dioxide | ppm | 2016-09-09 | 2019-07-29 | 1 | 10 | 3 | 35
1030 | LEO-C_18_-1_3_GMM222 | GMM222 | 9 | CO2 | Carbon dioxide | ppm | 2013-07-25 | 2024-12-02 | -1 | 18 | 3 | 35
1031 | LEO-C_18_1_3_GMM222 | GMM222 | 9 | CO2 | Carbon dioxide | ppm | 2013-07-25 | present | 1 | 18 | 3 | 35
1032 | LEO-C_24_-4_3_GMM222 | GMM222 | 9 | CO2 | Carbon dioxide | ppm | 2013-07-25 | 2020-08-08 | -4 | 24 | 3 | 35
1033 | LEO-C_24_4_3_GMM222 | GMM222 | 9 | CO2 | Carbon dioxide | ppm | 2013-07-25 | 2018-09-28 | 4 | 24 | 3 | 35
1034 | LEO-C_4_-1_4_GMM222 | GMM222 | 9 | CO2 | Carbon dioxide | ppm | 2013-07-25 | 2023-05-10 | -1 | 4 | 4 | 50
1035 | LEO-C_4_1_4_GMM222 | GMM222 | 9 | CO2 | Carbon dioxide | ppm | 2013-07-25 | 2025-08-22 | 1 | 4 | 4 | 50
1036 | LEO-C_10_-4_4_GMM222 | GMM222 | 9 | CO2 | Carbon dioxide | ppm | 2013-07-25 | 2025-01-26 | -4 | 10 | 4 | 50
1037 | LEO-C_10_4_4_GMM222 | GMM222 | 9 | CO2 | Carbon dioxide | ppm | 2013-07-25 | 2025-04-19 | 4 | 10 | 4 | 50
1038 | LEO-C_18_-4_4_GMM222 | GMM222 | 9 | CO2 | Carbon dioxide | ppm | 2013-07-25 | 2023-02-06 | -4 | 18 | 4 | 50
1039 | LEO-C_18_4_4_GMM222 | GMM222 | 9 | CO2 | Carbon dioxide | ppm | 2013-09-09 | present | 4 | 18 | 4 | 50
1040 | LEO-C_24_-1_4_GMM222 | GMM222 | 9 | CO2 | Carbon dioxide | ppm | 2013-07-25 | 2025-06-07 | -1 | 24 | 4 | 50
1041 | LEO-C_24_1_4_GMM222 | GMM222 | 9 | CO2 | Carbon dioxide | ppm | 2013-07-25 | present | 1 | 24 | 4 | 50

## VW-PZO
SENSORID | SENSORCODE | SENSORTYPE | VARIABLEID | VARIABLECODE | VARIABLENAME | UNITS
1115 | LEO-C_3_-3.5_6_VW-PZO | VW-PZO | 10 | Frequency | Frequency | Hz | No data for VW-PZO sensors
1116 | LEO-C_3_-1.5_6_VW-PZO | VW-PZO | 10 | Frequency | Frequency | Hz
1117 | LEO-C_3_0_6_VW-PZO | VW-PZO | 10 | Frequency | Frequency | Hz
1118 | LEO-C_3_1.5_6_VW-PZO | VW-PZO | 10 | Frequency | Frequency | Hz
1119 | LEO-C_3_3.5_6_VW-PZO | VW-PZO | 10 | Frequency | Frequency | Hz
1120 | LEO-C_5_0_6_VW-PZO | VW-PZO | 10 | Frequency | Frequency | Hz
1121 | LEO-C_7_-3.5_6_VW-PZO | VW-PZO | 10 | Frequency | Frequency | Hz
1122 | LEO-C_7_-1.5_6_VW-PZO | VW-PZO | 10 | Frequency | Frequency | Hz
1123 | LEO-C_7_0_6_VW-PZO | VW-PZO | 10 | Frequency | Frequency | Hz
1124 | LEO-C_7_1.5_6_VW-PZO | VW-PZO | 10 | Frequency | Frequency | Hz
1125 | LEO-C_7_3.5_6_VW-PZO | VW-PZO | 10 | Frequency | Frequency | Hz
1126 | LEO-C_9_0_6_VW-PZO | VW-PZO | 10 | Frequency | Frequency | Hz
1127 | LEO-C_11_0_6_VW-PZO | VW-PZO | 10 | Frequency | Frequency | Hz
1128 | LEO-C_13_0_6_VW-PZO | VW-PZO | 10 | Frequency | Frequency | Hz
1129 | LEO-C_13_1.5_6_VW-PZO | VW-PZO | 10 | Frequency | Frequency | Hz
1130 | LEO-C_13_3.5_6_VW-PZO | VW-PZO | 10 | Frequency | Frequency | Hz
1131 | LEO-C_1_0_6_VW-PZO | VW-PZO | 10 | Frequency | Frequency | Hz
1132 | LEO-C_13_-3.5_6_VW-PZO | VW-PZO | 10 | Frequency | Frequency | Hz
1133 | LEO-C_13_-1.5_6_VW-PZO | VW-PZO | 10 | Frequency | Frequency | Hz
1134 | LEO-C_15_0_6_VW-PZO | VW-PZO | 10 | Frequency | Frequency | Hz
1135 | LEO-C_17_0_6_VW-PZO | VW-PZO | 10 | Frequency | Frequency | Hz
1136 | LEO-C_19_-3.5_6_VW-PZO | VW-PZO | 10 | Frequency | Frequency | Hz
1137 | LEO-C_19_-1.5_6_VW-PZO | VW-PZO | 10 | Frequency | Frequency | Hz
1138 | LEO-C_19_0_6_VW-PZO | VW-PZO | 10 | Frequency | Frequency | Hz
1139 | LEO-C_19_1.5_6_VW-PZO | VW-PZO | 10 | Frequency | Frequency | Hz
1140 | LEO-C_19_3.5_6_VW-PZO | VW-PZO | 10 | Frequency | Frequency | Hz
1141 | LEO-C_21_-1.5_6_VW-PZO | VW-PZO | 10 | Frequency | Frequency | Hz
1142 | LEO-C_21_1.5_6_VW-PZO | VW-PZO | 10 | Frequency | Frequency | Hz
1143 | LEO-C_23_-2.5_6_VW-PZO | VW-PZO | 10 | Frequency | Frequency | Hz
1144 | LEO-C_23_2.5_6_VW-PZO | VW-PZO | 10 | Frequency | Frequency | Hz
1145 | LEO-C_25_-3.5_6_VW-PZO | VW-PZO | 10 | Frequency | Frequency | Hz
1146 | LEO-C_25_3.5_6_VW-PZO | VW-PZO | 10 | Frequency | Frequency | Hz
1147 | LEO-C_27_-4_6_VW-PZO | VW-PZO | 10 | Frequency | Frequency | Hz
1148 | LEO-C_27_4_6_VW-PZO | VW-PZO | 10 | Frequency | Frequency | Hz
1115 | LEO-C_3_-3.5_6_VW-PZO | VW-PZO | 11 | Resistance | Resistance | ohm
1116 | LEO-C_3_-1.5_6_VW-PZO | VW-PZO | 11 | Resistance | Resistance | ohm
1117 | LEO-C_3_0_6_VW-PZO | VW-PZO | 11 | Resistance | Resistance | ohm
1118 | LEO-C_3_1.5_6_VW-PZO | VW-PZO | 11 | Resistance | Resistance | ohm
1119 | LEO-C_3_3.5_6_VW-PZO | VW-PZO | 11 | Resistance | Resistance | ohm
1120 | LEO-C_5_0_6_VW-PZO | VW-PZO | 11 | Resistance | Resistance | ohm
1121 | LEO-C_7_-3.5_6_VW-PZO | VW-PZO | 11 | Resistance | Resistance | ohm
1122 | LEO-C_7_-1.5_6_VW-PZO | VW-PZO | 11 | Resistance | Resistance | ohm
1123 | LEO-C_7_0_6_VW-PZO | VW-PZO | 11 | Resistance | Resistance | ohm
1124 | LEO-C_7_1.5_6_VW-PZO | VW-PZO | 11 | Resistance | Resistance | ohm
1125 | LEO-C_7_3.5_6_VW-PZO | VW-PZO | 11 | Resistance | Resistance | ohm
1126 | LEO-C_9_0_6_VW-PZO | VW-PZO | 11 | Resistance | Resistance | ohm
1127 | LEO-C_11_0_6_VW-PZO | VW-PZO | 11 | Resistance | Resistance | ohm
1128 | LEO-C_13_0_6_VW-PZO | VW-PZO | 11 | Resistance | Resistance | ohm
1129 | LEO-C_13_1.5_6_VW-PZO | VW-PZO | 11 | Resistance | Resistance | ohm
1130 | LEO-C_13_3.5_6_VW-PZO | VW-PZO | 11 | Resistance | Resistance | ohm
1131 | LEO-C_1_0_6_VW-PZO | VW-PZO | 11 | Resistance | Resistance | ohm
1132 | LEO-C_13_-3.5_6_VW-PZO | VW-PZO | 11 | Resistance | Resistance | ohm
1133 | LEO-C_13_-1.5_6_VW-PZO | VW-PZO | 11 | Resistance | Resistance | ohm
1134 | LEO-C_15_0_6_VW-PZO | VW-PZO | 11 | Resistance | Resistance | ohm
1135 | LEO-C_17_0_6_VW-PZO | VW-PZO | 11 | Resistance | Resistance | ohm
1136 | LEO-C_19_-3.5_6_VW-PZO | VW-PZO | 11 | Resistance | Resistance | ohm
1137 | LEO-C_19_-1.5_6_VW-PZO | VW-PZO | 11 | Resistance | Resistance | ohm
1138 | LEO-C_19_0_6_VW-PZO | VW-PZO | 11 | Resistance | Resistance | ohm
1139 | LEO-C_19_1.5_6_VW-PZO | VW-PZO | 11 | Resistance | Resistance | ohm
1140 | LEO-C_19_3.5_6_VW-PZO | VW-PZO | 11 | Resistance | Resistance | ohm
1141 | LEO-C_21_-1.5_6_VW-PZO | VW-PZO | 11 | Resistance | Resistance | ohm
1142 | LEO-C_21_1.5_6_VW-PZO | VW-PZO | 11 | Resistance | Resistance | ohm
1143 | LEO-C_23_-2.5_6_VW-PZO | VW-PZO | 11 | Resistance | Resistance | ohm
1144 | LEO-C_23_2.5_6_VW-PZO | VW-PZO | 11 | Resistance | Resistance | ohm
1145 | LEO-C_25_-3.5_6_VW-PZO | VW-PZO | 11 | Resistance | Resistance | ohm
1146 | LEO-C_25_3.5_6_VW-PZO | VW-PZO | 11 | Resistance | Resistance | ohm
1147 | LEO-C_27_-4_6_VW-PZO | VW-PZO | 11 | Resistance | Resistance | ohm
1148 | LEO-C_27_4_6_VW-PZO | VW-PZO | 11 | Resistance | Resistance | ohm
1115 | LEO-C_3_-3.5_6_VW-PZO | VW-PZO | 19 | WaterPressure | Pressure | cm H2O
1116 | LEO-C_3_-1.5_6_VW-PZO | VW-PZO | 19 | WaterPressure | Pressure | cm H2O
1117 | LEO-C_3_0_6_VW-PZO | VW-PZO | 19 | WaterPressure | Pressure | cm H2O
1118 | LEO-C_3_1.5_6_VW-PZO | VW-PZO | 19 | WaterPressure | Pressure | cm H2O
1119 | LEO-C_3_3.5_6_VW-PZO | VW-PZO | 19 | WaterPressure | Pressure | cm H2O
1120 | LEO-C_5_0_6_VW-PZO | VW-PZO | 19 | WaterPressure | Pressure | cm H2O
1121 | LEO-C_7_-3.5_6_VW-PZO | VW-PZO | 19 | WaterPressure | Pressure | cm H2O
1122 | LEO-C_7_-1.5_6_VW-PZO | VW-PZO | 19 | WaterPressure | Pressure | cm H2O
1123 | LEO-C_7_0_6_VW-PZO | VW-PZO | 19 | WaterPressure | Pressure | cm H2O
1124 | LEO-C_7_1.5_6_VW-PZO | VW-PZO | 19 | WaterPressure | Pressure | cm H2O
1125 | LEO-C_7_3.5_6_VW-PZO | VW-PZO | 19 | WaterPressure | Pressure | cm H2O
1126 | LEO-C_9_0_6_VW-PZO | VW-PZO | 19 | WaterPressure | Pressure | cm H2O
1127 | LEO-C_11_0_6_VW-PZO | VW-PZO | 19 | WaterPressure | Pressure | cm H2O
1128 | LEO-C_13_0_6_VW-PZO | VW-PZO | 19 | WaterPressure | Pressure | cm H2O
1129 | LEO-C_13_1.5_6_VW-PZO | VW-PZO | 19 | WaterPressure | Pressure | cm H2O
1130 | LEO-C_13_3.5_6_VW-PZO | VW-PZO | 19 | WaterPressure | Pressure | cm H2O
1131 | LEO-C_1_0_6_VW-PZO | VW-PZO | 19 | WaterPressure | Pressure | cm H2O
1132 | LEO-C_13_-3.5_6_VW-PZO | VW-PZO | 19 | WaterPressure | Pressure | cm H2O
1133 | LEO-C_13_-1.5_6_VW-PZO | VW-PZO | 19 | WaterPressure | Pressure | cm H2O
1134 | LEO-C_15_0_6_VW-PZO | VW-PZO | 19 | WaterPressure | Pressure | cm H2O
1135 | LEO-C_17_0_6_VW-PZO | VW-PZO | 19 | WaterPressure | Pressure | cm H2O
1136 | LEO-C_19_-3.5_6_VW-PZO | VW-PZO | 19 | WaterPressure | Pressure | cm H2O
1137 | LEO-C_19_-1.5_6_VW-PZO | VW-PZO | 19 | WaterPressure | Pressure | cm H2O
1138 | LEO-C_19_0_6_VW-PZO | VW-PZO | 19 | WaterPressure | Pressure | cm H2O
1139 | LEO-C_19_1.5_6_VW-PZO | VW-PZO | 19 | WaterPressure | Pressure | cm H2O
1140 | LEO-C_19_3.5_6_VW-PZO | VW-PZO | 19 | WaterPressure | Pressure | cm H2O
1141 | LEO-C_21_-1.5_6_VW-PZO | VW-PZO | 19 | WaterPressure | Pressure | cm H2O
1142 | LEO-C_21_1.5_6_VW-PZO | VW-PZO | 19 | WaterPressure | Pressure | cm H2O
1143 | LEO-C_23_-2.5_6_VW-PZO | VW-PZO | 19 | WaterPressure | Pressure | cm H2O
1144 | LEO-C_23_2.5_6_VW-PZO | VW-PZO | 19 | WaterPressure | Pressure | cm H2O
1145 | LEO-C_25_-3.5_6_VW-PZO | VW-PZO | 19 | WaterPressure | Pressure | cm H2O
1146 | LEO-C_25_3.5_6_VW-PZO | VW-PZO | 19 | WaterPressure | Pressure | cm H2O
1147 | LEO-C_27_-4_6_VW-PZO | VW-PZO | 19 | WaterPressure | Pressure | cm H2O
1148 | LEO-C_27_4_6_VW-PZO | VW-PZO | 19 | WaterPressure | Pressure | cm H2O

## CS451
SENSORID | SENSORCODE | SENSORTYPE | VARIABLEID | VARIABLECODE | VARIABLENAME | UNITS |  | Data From | Data End | X-across | Y-upslope | Depth level | Depth [cm]
1164 | LEO-C_1_0_0_CS451 | CS451 | 61 | waterTemp | Temperature | degC | 1164 | 2015-01-13 | present | 0 | 1 | 0 | 100
1165 | LEO-C_3_0_0_CS451 | CS451 | 61 | waterTemp | Temperature | degC | 1165 | 2015-01-13 | present | 0 | 3 | 0 | 100
1166 | LEO-C_3_1.5_0_CS451 | CS451 | 61 | waterTemp | Temperature | degC | 1166 | 2015-01-13 | present | 1.5 | 3 | 0 | 100
1167 | LEO-C_3_-1.5_0_CS451 | CS451 | 61 | waterTemp | Temperature | degC | 1167 | 2015-01-13 | present | -1.5 | 3 | 0 | 100
1168 | LEO-C_3_3.5_0_CS451 | CS451 | 61 | waterTemp | Temperature | degC | 1168 | 2015-01-13 | 2023-04-07 | 3.5 | 3 | 0 | 100
1169 | LEO-C_3_-3.5_0_CS451 | CS451 | 61 | waterTemp | Temperature | degC | 1169 | 2015-01-13 | present | -3.5 | 3 | 0 | 100
1170 | LEO-C_7_0_0_CS451 | CS451 | 61 | waterTemp | Temperature | degC | 1170 | 2015-01-13 | 2024-05-18 | 0 | 7 | 0 | 100
1171 | LEO-C_7_1.5_0_CS451 | CS451 | 61 | waterTemp | Temperature | degC | 1171 | 2015-01-13 | present | 1.5 | 7 | 0 | 100
1172 | LEO-C_7_-1.5_0_CS451 | CS451 | 61 | waterTemp | Temperature | degC | 1172 | 2015-01-13 | present | -1.5 | 7 | 0 | 100
1173 | LEO-C_13_0_0_CS451 | CS451 | 61 | waterTemp | Temperature | degC | 1173 | 2015-01-13 | present | 0 | 13 | 0 | 100
1174 | LEO-C_13_1.5_0_CS451 | CS451 | 61 | waterTemp | Temperature | degC | 1174 | 2015-01-13 | present | 1.5 | 13 | 0 | 100
1175 | LEO-C_13_-1.5_0_CS451 | CS451 | 61 | waterTemp | Temperature | degC | 1175 | 2015-01-13 | present | -1.5 | 13 | 0 | 100
1176 | LEO-C_17_0_0_CS451 | CS451 | 61 | waterTemp | Temperature | degC | 1176 | 2015-01-13 | present | 0 | 17 | 0 | 100
1177 | LEO-C_21_1.5_0_CS451 | CS451 | 61 | waterTemp | Temperature | degC | 1177 | 2015-01-13 | present | 1.5 | 21 | 0 | 100
1178 | LEO-C_21_-1.5_0_CS451 | CS451 | 61 | waterTemp | Temperature | degC | 1178 | 2015-01-13 | present | -1.5 | 21 | 0 | 100
1164 | LEO-C_1_0_0_CS451 | CS451 | 62 | waterPress | Pressure | psi | 1164 | 2015-01-13 | present | 0 | 1 | 0 | 100
1165 | LEO-C_3_0_0_CS451 | CS451 | 62 | waterPress | Pressure | psi | 1165 | 2015-01-13 | present | 0 | 3 | 0 | 100
1166 | LEO-C_3_1.5_0_CS451 | CS451 | 62 | waterPress | Pressure | psi | 1166 | 2015-01-13 | present | 1.5 | 3 | 0 | 100
1167 | LEO-C_3_-1.5_0_CS451 | CS451 | 62 | waterPress | Pressure | psi | 1167 | 2015-01-13 | present | -1.5 | 3 | 0 | 100
1168 | LEO-C_3_3.5_0_CS451 | CS451 | 62 | waterPress | Pressure | psi | 1168 | 2015-01-13 | 2023-04-07 | 3.5 | 3 | 0 | 100
1169 | LEO-C_3_-3.5_0_CS451 | CS451 | 62 | waterPress | Pressure | psi | 1169 | 2015-01-13 | present | -3.5 | 3 | 0 | 100
1170 | LEO-C_7_0_0_CS451 | CS451 | 62 | waterPress | Pressure | psi | 1170 | 2015-01-13 | 2024-05-18 | 0 | 7 | 0 | 100
1171 | LEO-C_7_1.5_0_CS451 | CS451 | 62 | waterPress | Pressure | psi | 1171 | 2015-01-13 | present | 1.5 | 7 | 0 | 100
1172 | LEO-C_7_-1.5_0_CS451 | CS451 | 62 | waterPress | Pressure | psi | 1172 | 2015-01-13 | present | -1.5 | 7 | 0 | 100
1173 | LEO-C_13_0_0_CS451 | CS451 | 62 | waterPress | Pressure | psi | 1173 | 2015-01-13 | present | 0 | 13 | 0 | 100
1174 | LEO-C_13_1.5_0_CS451 | CS451 | 62 | waterPress | Pressure | psi | 1174 | 2015-01-13 | present | 1.5 | 13 | 0 | 100
1175 | LEO-C_13_-1.5_0_CS451 | CS451 | 62 | waterPress | Pressure | psi | 1175 | 2015-01-13 | present | -1.5 | 13 | 0 | 100
1176 | LEO-C_17_0_0_CS451 | CS451 | 62 | waterPress | Pressure | psi | 1176 | 2015-01-13 | present | 0 | 17 | 0 | 100
1177 | LEO-C_21_1.5_0_CS451 | CS451 | 62 | waterPress | Pressure | psi | 1177 | 2015-01-13 | present | 1.5 | 21 | 0 | 100
1178 | LEO-C_21_-1.5_0_CS451 | CS451 | 62 | waterPress | Pressure | psi | 1178 | 2015-01-13 | present | -1.5 | 21 | 0 | 100
1164 | LEO-C_1_0_0_CS451 | CS451 | 63 | waterLevel | Pressure | cm H2O | 1164 | 2015-01-13 | present | 0 | 1 | 0 | 100
1165 | LEO-C_3_0_0_CS451 | CS451 | 63 | waterLevel | Pressure | cm H2O | 1165 | 2015-01-13 | present | 0 | 3 | 0 | 100
1166 | LEO-C_3_1.5_0_CS451 | CS451 | 63 | waterLevel | Pressure | cm H2O | 1166 | 2015-01-13 | present | 1.5 | 3 | 0 | 100
1167 | LEO-C_3_-1.5_0_CS451 | CS451 | 63 | waterLevel | Pressure | cm H2O | 1167 | 2015-01-13 | present | -1.5 | 3 | 0 | 100
1168 | LEO-C_3_3.5_0_CS451 | CS451 | 63 | waterLevel | Pressure | cm H2O | 1168 | 2015-01-13 | 2023-04-07 | 3.5 | 3 | 0 | 100
1169 | LEO-C_3_-3.5_0_CS451 | CS451 | 63 | waterLevel | Pressure | cm H2O | 1169 | 2015-01-13 | present | -3.5 | 3 | 0 | 100
1170 | LEO-C_7_0_0_CS451 | CS451 | 63 | waterLevel | Pressure | cm H2O | 1170 | 2015-01-13 | 2024-05-18 | 0 | 7 | 0 | 100
1171 | LEO-C_7_1.5_0_CS451 | CS451 | 63 | waterLevel | Pressure | cm H2O | 1171 | 2015-01-13 | present | 1.5 | 7 | 0 | 100
1172 | LEO-C_7_-1.5_0_CS451 | CS451 | 63 | waterLevel | Pressure | cm H2O | 1172 | 2015-01-13 | present | -1.5 | 7 | 0 | 100
1173 | LEO-C_13_0_0_CS451 | CS451 | 63 | waterLevel | Pressure | cm H2O | 1173 | 2015-01-13 | present | 0 | 13 | 0 | 100
1174 | LEO-C_13_1.5_0_CS451 | CS451 | 63 | waterLevel | Pressure | cm H2O | 1174 | 2015-01-13 | present | 1.5 | 13 | 0 | 100
1175 | LEO-C_13_-1.5_0_CS451 | CS451 | 63 | waterLevel | Pressure | cm H2O | 1175 | 2015-01-13 | present | -1.5 | 13 | 0 | 100
1176 | LEO-C_17_0_0_CS451 | CS451 | 63 | waterLevel | Pressure | cm H2O | 1176 | 2015-01-13 | present | 0 | 17 | 0 | 100
1177 | LEO-C_21_1.5_0_CS451 | CS451 | 63 | waterLevel | Pressure | cm H2O | 1177 | 2015-01-13 | present | 1.5 | 21 | 0 | 100
1178 | LEO-C_21_-1.5_0_CS451 | CS451 | 63 | waterLevel | Pressure | cm H2O | 1178 | 2015-01-13 | present | -1.5 | 21 | 0 | 100

## Model3130
SENSORID | SENSORCODE | SENSORTYPE | VARIABLEID | VARIABLECODE | VARIABLENAME | UNITS | Data From | Data End | X-across | Y-upslope | Depth level | Depth [cm]
1066 | LEO-C_2_-3_0_Model3130 | Model3130 | 15 | LCout | Ratiometric | mV/V | 2013-07-25 | present | -3 | 2 | 0
1068 | LEO-C_2_3_0_Model3130 | Model3130 | 15 | LCout | Ratiometric | mV/V | 2013-07-25 | present | 3 | 2 | 0
1070 | LEO-C_8_-3_0_Model3130 | Model3130 | 15 | LCout | Ratiometric | mV/V | 2013-07-25 | present | -3 | 8 | 0
1072 | LEO-C_8_3_0_Model3130 | Model3130 | 15 | LCout | Ratiometric | mV/V | 2013-07-25 | present | 3 | 8 | 0
1074 | LEO-C_14_-3_0_Model3130 | Model3130 | 15 | LCout | Ratiometric | mV/V | 2013-07-25 | present | -3 | 14 | 0
1076 | LEO-C_14_3_0_Model3130 | Model3130 | 15 | LCout | Ratiometric | mV/V | 2013-07-25 | present | 3 | 14 | 0
1078 | LEO-C_20_-3_0_Model3130 | Model3130 | 15 | LCout | Ratiometric | mV/V | 2013-07-25 | present | -3 | 20 | 0
1080 | LEO-C_20_3_0_Model3130 | Model3130 | 15 | LCout | Ratiometric | mV/V | 2013-07-25 | present | 3 | 20 | 0
1082 | LEO-C_25_-3_0_Model3130 | Model3130 | 15 | LCout | Ratiometric | mV/V | 2013-07-25 | present | -3 | 25 | 0
1084 | LEO-C_25_3_0_Model3130 | Model3130 | 15 | LCout | Ratiometric | mV/V | 2013-07-25 | present | 3 | 25 | 0
1066 | LEO-C_2_-3_0_Model3130 | Model3130 | 17 | Mass | Mass | kg | 2013-07-25 | present | -3 | 2 | 0
1068 | LEO-C_2_3_0_Model3130 | Model3130 | 17 | Mass | Mass | kg | 2013-07-25 | present | 3 | 2 | 0
1070 | LEO-C_8_-3_0_Model3130 | Model3130 | 17 | Mass | Mass | kg | 2013-07-25 | present | -3 | 8 | 0
1072 | LEO-C_8_3_0_Model3130 | Model3130 | 17 | Mass | Mass | kg | 2013-07-25 | present | 3 | 8 | 0
1074 | LEO-C_14_-3_0_Model3130 | Model3130 | 17 | Mass | Mass | kg | 2013-07-25 | present | -3 | 14 | 0
1076 | LEO-C_14_3_0_Model3130 | Model3130 | 17 | Mass | Mass | kg | 2013-07-25 | present | 3 | 14 | 0
1078 | LEO-C_20_-3_0_Model3130 | Model3130 | 17 | Mass | Mass | kg | 2013-07-25 | present | -3 | 20 | 0
1080 | LEO-C_20_3_0_Model3130 | Model3130 | 17 | Mass | Mass | kg | 2013-07-25 | present | 3 | 20 | 0
1082 | LEO-C_25_-3_0_Model3130 | Model3130 | 17 | Mass | Mass | kg | 2013-07-25 | present | -3 | 25 | 0
1084 | LEO-C_25_3_0_Model3130 | Model3130 | 17 | Mass | Mass | kg | 2013-07-25 | present | 3 | 25 | 0
1067 | LEO-C_2_-3_1_Model3130 | Model3130 | 15 | LCout | Ratiometric | mV/V |  |  | -3 | 2 | 1 |  | Level 1 is not collected
1069 | LEO-C_2_3_1_Model3130 | Model3130 | 15 | LCout | Ratiometric | mV/V |  |  | 3 | 2 | 1
1071 | LEO-C_8_-3_1_Model3130 | Model3130 | 15 | LCout | Ratiometric | mV/V |  |  | -3 | 8 | 1
1073 | LEO-C_8_3_1_Model3130 | Model3130 | 15 | LCout | Ratiometric | mV/V |  |  | 3 | 8 | 1
1075 | LEO-C_14_-3_1_Model3130 | Model3130 | 15 | LCout | Ratiometric | mV/V |  |  | -3 | 14 | 1
1077 | LEO-C_14_3_1_Model3130 | Model3130 | 15 | LCout | Ratiometric | mV/V |  |  | 3 | 14 | 1
1079 | LEO-C_20_-3_1_Model3130 | Model3130 | 15 | LCout | Ratiometric | mV/V |  |  | -3 | 20 | 1
1081 | LEO-C_20_3_1_Model3130 | Model3130 | 15 | LCout | Ratiometric | mV/V |  |  | 3 | 20 | 1
1083 | LEO-C_25_-3_1_Model3130 | Model3130 | 15 | LCout | Ratiometric | mV/V |  |  | -3 | 25 | 1
1085 | LEO-C_25_3_1_Model3130 | Model3130 | 15 | LCout | Ratiometric | mV/V |  |  | 3 | 25 | 1
1067 | LEO-C_2_-3_1_Model3130 | Model3130 | 17 | Mass | Mass | kg |  |  | -3 | 2 | 1
1069 | LEO-C_2_3_1_Model3130 | Model3130 | 17 | Mass | Mass | kg |  |  | 3 | 2 | 1
1071 | LEO-C_8_-3_1_Model3130 | Model3130 | 17 | Mass | Mass | kg |  |  | -3 | 8 | 1
1073 | LEO-C_8_3_1_Model3130 | Model3130 | 17 | Mass | Mass | kg |  |  | 3 | 8 | 1
1075 | LEO-C_14_-3_1_Model3130 | Model3130 | 17 | Mass | Mass | kg |  |  | -3 | 14 | 1
1077 | LEO-C_14_3_1_Model3130 | Model3130 | 17 | Mass | Mass | kg |  |  | 3 | 14 | 1
1079 | LEO-C_20_-3_1_Model3130 | Model3130 | 17 | Mass | Mass | kg |  |  | -3 | 20 | 1
1081 | LEO-C_20_3_1_Model3130 | Model3130 | 17 | Mass | Mass | kg |  |  | 3 | 20 | 1
1083 | LEO-C_25_-3_1_Model3130 | Model3130 | 17 | Mass | Mass | kg |  |  | -3 | 25 | 1
1085 | LEO-C_25_3_1_Model3130 | Model3130 | 17 | Mass | Mass | kg |  |  | 3 | 25 | 1

## NovaLynx
SENSORID | SENSORCODE | SENSORTYPE | VARIABLEID | VARIABLECODE | VARIABLENAME | UNITS | Data From | Data End | X-across | Y-upslope | Depth level | Depth [cm]
1086 | LEO-C_0_-4_0_NovaLynx | NovaLynx | 13 | Cnt | Counter | # | 2013-07-25 | present | -4 | 0 | 0
1087 | LEO-C_0_-2_0_NovaLynx | NovaLynx | 13 | Cnt | Counter | # | 2013-07-25 | present | -2 | 0 | 0
1088 | LEO-C_0_-1_0_NovaLynx | NovaLynx | 13 | Cnt | Counter | # | 2013-07-25 | present | -1 | 0 | 0
1089 | LEO-C_0_1_0_NovaLynx | NovaLynx | 13 | Cnt | Counter | # | 2013-07-25 | present | 1 | 0 | 0
1090 | LEO-C_0_2_0_NovaLynx | NovaLynx | 13 | Cnt | Counter | # | 2013-07-25 | present | 2 | 0 | 0
1091 | LEO-C_0_4_0_NovaLynx | NovaLynx | 13 | Cnt | Counter | # | 2013-07-25 | present | 4 | 0 | 0
1258 | LEO-C_Leak_NovaLynx | NovaLynx | 13 | Cnt | Counter | # | 2016-07-22 | present
1086 | LEO-C_0_-4_0_NovaLynx | NovaLynx | 14 | Volume | Discharge | L | 2013-07-25 | present | -4 | 0 | 0
1087 | LEO-C_0_-2_0_NovaLynx | NovaLynx | 14 | Volume | Discharge | L | 2013-07-25 | present | -2 | 0 | 0
1088 | LEO-C_0_-1_0_NovaLynx | NovaLynx | 14 | Volume | Discharge | L | 2013-07-25 | present | -1 | 0 | 0
1089 | LEO-C_0_1_0_NovaLynx | NovaLynx | 14 | Volume | Discharge | L | 2013-07-25 | present | 1 | 0 | 0
1090 | LEO-C_0_2_0_NovaLynx | NovaLynx | 14 | Volume | Discharge | L | 2013-07-25 | present | 2 | 0 | 0
1091 | LEO-C_0_4_0_NovaLynx | NovaLynx | 14 | Volume | Discharge | L | 2013-07-25 | present | 4 | 0 | 0
1258 | LEO-C_Leak_NovaLynx | NovaLynx | 14 | Volume | Discharge | L | 2016-07-22 | present

## PE102
SENSORID | SENSORCODE | SENSORTYPE | VARIABLEID | VARIABLECODE | VARIABLENAME | UNITS | Data From | Data End | X-across | Y-upslope | Depth level | Depth [cm]
1092 | LEO-C_0_-4_0_PE102 | PE102 | 13 | Cnt | Counter | # | 2013-07-25 | present | -4 | 0 | 0
1093 | LEO-C_0_-2_0_PE102 | PE102 | 13 | Cnt | Counter | # | 2013-07-25 | present | -2 | 0 | 0
1094 | LEO-C_0_-1_0_PE102 | PE102 | 13 | Cnt | Counter | # | 2013-07-25 | present | -1 | 0 | 0
1095 | LEO-C_0_1_0_PE102 | PE102 | 13 | Cnt | Counter | # | 2013-07-25 | present | 1 | 0 | 0
1096 | LEO-C_0_2_0_PE102 | PE102 | 13 | Cnt | Counter | # | 2013-07-25 | present | 2 | 0 | 0
1097 | LEO-C_0_4_0_PE102 | PE102 | 13 | Cnt | Counter | # | 2013-07-25 | present | 4 | 0 | 0
1259 | LEO-C_Leak_PE102 | PE102 | 13 | Cnt | Counter | # | 2017-05-01 | present
1092 | LEO-C_0_-4_0_PE102 | PE102 | 14 | Volume | Discharge | L | 2013-07-25 | present | -4 | 0 | 0
1093 | LEO-C_0_-2_0_PE102 | PE102 | 14 | Volume | Discharge | L | 2013-07-25 | present | -2 | 0 | 0
1094 | LEO-C_0_-1_0_PE102 | PE102 | 14 | Volume | Discharge | L | 2013-07-25 | present | -1 | 0 | 0
1095 | LEO-C_0_1_0_PE102 | PE102 | 14 | Volume | Discharge | L | 2013-07-25 | present | 1 | 0 | 0
1096 | LEO-C_0_2_0_PE102 | PE102 | 14 | Volume | Discharge | L | 2013-07-25 | present | 2 | 0 | 0
1097 | LEO-C_0_4_0_PE102 | PE102 | 14 | Volume | Discharge | L | 2013-07-25 | present | 4 | 0 | 0
1259 | LEO-C_Leak_PE102 | PE102 | 14 | Volume | Discharge | L | 2017-05-01 | present

## EX81
SENSORID | SENSORCODE | SENSORTYPE | VARIABLEID | VARIABLECODE | VARIABLENAME | UNITS | Data From | Data End | X-across | Y-upslope | Depth level | Depth [cm]
993 | LEO-C_0_0_0_EX81 | EX81 | 13 | Cnt | Counter | # | 2013-09-09 | present
993 | LEO-C_0_0_0_EX81 | EX81 | 14 | Volume | Discharge | L | 2013-09-09 | present

## TCAV
SENSORID | SENSORCODE | SENSORTYPE | VARIABLEID | VARIABLECODE | VARIABLENAME | UNITS | Data From | Data End | X-across | Y-upslope | Depth level | Depth [cm]
1098 | LEO-C_6_-4_1_TCAV | TCAV | 3 | soilTemp | Temperature | degC | 2013-07-25 | present | -4 | 6 | 1 | 5
1099 | LEO-C_6_0_1_TCAV | TCAV | 3 | soilTemp | Temperature | degC | 2013-07-25 | present | 0 | 6 | 1 | 5
1100 | LEO-C_6_4_1_TCAV | TCAV | 3 | soilTemp | Temperature | degC | 2013-07-25 | present | 4 | 6 | 1 | 5
1101 | LEO-C_12_0_1_TCAV | TCAV | 3 | soilTemp | Temperature | degC | 2013-07-25 | present | 0 | 12 | 1 | 5
1102 | LEO-C_12_-4_1_TCAV | TCAV | 3 | soilTemp | Temperature | degC | 2013-07-25 | present | -4 | 12 | 1 | 5
1103 | LEO-C_12_4_1_TCAV | TCAV | 3 | soilTemp | Temperature | degC | 2013-07-25 | present | 4 | 12 | 1 | 5
1104 | LEO-C_18_-4_1_TCAV | TCAV | 3 | soilTemp | Temperature | degC | 2013-07-25 | present | -4 | 18 | 1 | 5
1105 | LEO-C_18_4_1_TCAV | TCAV | 3 | soilTemp | Temperature | degC | 2013-07-25 | present | 4 | 18 | 1 | 5
1106 | LEO-C_18_0_1_TCAV | TCAV | 3 | soilTemp | Temperature | degC | 2013-07-25 | present | 0 | 18 | 1 | 5
1107 | LEO-C_24_-4_1_TCAV | TCAV | 3 | soilTemp | Temperature | degC | 2013-07-25 | present | -4 | 24 | 1 | 5
1108 | LEO-C_24_0_1_TCAV | TCAV | 3 | soilTemp | Temperature | degC | 2013-07-25 | present | 0 | 24 | 1 | 5
1109 | LEO-C_24_4_1_TCAV | TCAV | 3 | soilTemp | Temperature | degC | 2013-07-25 | present | 4 | 24 | 1 | 5

## HFP-1or1SC
SENSORID | SENSORCODE | SENSORTYPE | VARIABLEID | VARIABLECODE | VARIABLENAME | UNITS | Data From | Data End | X-across | Y-upslope | Depth level | Depth [cm]
1042 | LEO-C_6_-4_1_HFP-1 | HFP-1 | 1 | Volt | Voltage | V | 2013-09-09 | present | -4 | 6 | 1 | 5
1043 | LEO-C_6_0_1_HFP-1 | HFP-1 | 1 | Volt | Voltage | V | 2013-09-09 | present | 0 | 6 | 1 | 5
1044 | LEO-C_6_4_1_HFP-1 | HFP-1 | 1 | Volt | Voltage | V | 2013-09-09 | present | 4 | 6 | 1 | 5
1045 | LEO-C_12_0_1_HFP-1 | HFP-1 | 1 | Volt | Voltage | V | 2013-09-09 | present | 0 | 12 | 1 | 5
1046 | LEO-C_12_-4_1_HFP-1 | HFP-1 | 1 | Volt | Voltage | V | 2013-09-11 | present | -4 | 12 | 1 | 5
1047 | LEO-C_12_4_1_HFP-1 | HFP-1 | 1 | Volt | Voltage | V | 2013-09-11 | present | 4 | 12 | 1 | 5
1048 | LEO-C_18_-4_1_HFP-1 | HFP-1 | 1 | Volt | Voltage | V | 2013-09-11 | present | -4 | 18 | 1 | 5
1049 | LEO-C_18_4_1_HFP-1 | HFP-1 | 1 | Volt | Voltage | V | 2013-09-11 | present | 4 | 18 | 1 | 5
1050 | LEO-C_18_0_1_HFP-1 | HFP-1 | 1 | Volt | Voltage | V | 2013-09-09 | present | 0 | 18 | 1 | 5
1051 | LEO-C_24_-4_1_HFP-1 | HFP-1 | 1 | Volt | Voltage | V | 2013-09-09 | present | -4 | 24 | 1 | 5
1052 | LEO-C_24_0_1_HFP-1 | HFP-1 | 1 | Volt | Voltage | V | 2013-09-09 | present | 0 | 24 | 1 | 5
1053 | LEO-C_24_4_1_HFP-1 | HFP-1 | 1 | Volt | Voltage | V | 2013-09-09 | present | 4 | 24 | 1 | 5
1042 | LEO-C_6_-4_1_HFP-1 | HFP-1 | 8 | HeatFlux | Heat Flux | W/m^2 | 2013-09-09 | present | -4 | 6 | 1 | 5
1043 | LEO-C_6_0_1_HFP-1 | HFP-1 | 8 | HeatFlux | Heat Flux | W/m^2 | 2013-09-09 | present | 0 | 6 | 1 | 5
1044 | LEO-C_6_4_1_HFP-1 | HFP-1 | 8 | HeatFlux | Heat Flux | W/m^2 | 2013-09-09 | present | 4 | 6 | 1 | 5
1045 | LEO-C_12_0_1_HFP-1 | HFP-1 | 8 | HeatFlux | Heat Flux | W/m^2 | 2013-09-09 | present | 0 | 12 | 1 | 5
1046 | LEO-C_12_-4_1_HFP-1 | HFP-1 | 8 | HeatFlux | Heat Flux | W/m^2 | 2013-09-11 | present | -4 | 12 | 1 | 5
1047 | LEO-C_12_4_1_HFP-1 | HFP-1 | 8 | HeatFlux | Heat Flux | W/m^2 | 2013-09-11 | present | 4 | 12 | 1 | 5
1048 | LEO-C_18_-4_1_HFP-1 | HFP-1 | 8 | HeatFlux | Heat Flux | W/m^2 | 2013-09-11 | present | -4 | 18 | 1 | 5
1049 | LEO-C_18_4_1_HFP-1 | HFP-1 | 8 | HeatFlux | Heat Flux | W/m^2 | 2013-09-11 | present | 4 | 18 | 1 | 5
1050 | LEO-C_18_0_1_HFP-1 | HFP-1 | 8 | HeatFlux | Heat Flux | W/m^2 | 2013-09-09 | present | 0 | 18 | 1 | 5
1051 | LEO-C_24_-4_1_HFP-1 | HFP-1 | 8 | HeatFlux | Heat Flux | W/m^2 | 2013-09-09 | present | -4 | 24 | 1 | 5
1052 | LEO-C_24_0_1_HFP-1 | HFP-1 | 8 | HeatFlux | Heat Flux | W/m^2 | 2013-09-09 | present | 0 | 24 | 1 | 5
1053 | LEO-C_24_4_1_HFP-1 | HFP-1 | 8 | HeatFlux | Heat Flux | W/m^2 | 2013-09-09 | present | 4 | 24 | 1 | 5
1054 | LEO-C_6_-4_1_HFP-1SC | HFP-1SC | 1 | Volt | Voltage | V | 2013-09-09 | present | -4 | 6 | 1 | 5
1055 | LEO-C_6_0_1_HFP-1SC | HFP-1SC | 1 | Volt | Voltage | V | 2013-09-09 | present | 0 | 6 | 1 | 5
1056 | LEO-C_6_4_1_HFP-1SC | HFP-1SC | 1 | Volt | Voltage | V | 2013-09-09 | present | 4 | 6 | 1 | 5
1057 | LEO-C_12_0_1_HFP-1SC | HFP-1SC | 1 | Volt | Voltage | V | 2013-09-09 | present | 0 | 12 | 1 | 5
1058 | LEO-C_12_-4_1_HFP-1SC | HFP-1SC | 1 | Volt | Voltage | V | 2013-09-11 | present | -4 | 12 | 1 | 5
1059 | LEO-C_12_4_1_HFP-1SC | HFP-1SC | 1 | Volt | Voltage | V | 2013-09-11 | present | 4 | 12 | 1 | 5
1060 | LEO-C_18_-4_1_HFP-1SC | HFP-1SC | 1 | Volt | Voltage | V | 2013-09-11 | present | -4 | 18 | 1 | 5
1061 | LEO-C_18_4_1_HFP-1SC | HFP-1SC | 1 | Volt | Voltage | V | 2013-09-11 | present | 4 | 18 | 1 | 5
1062 | LEO-C_18_0_1_HFP-1SC | HFP-1SC | 1 | Volt | Voltage | V | 2013-09-09 | present | 0 | 18 | 1 | 5
1063 | LEO-C_24_-4_1_HFP-1SC | HFP-1SC | 1 | Volt | Voltage | V | 2013-09-09 | present | -4 | 24 | 1 | 5
1064 | LEO-C_24_0_1_HFP-1SC | HFP-1SC | 1 | Volt | Voltage | V | 2013-09-09 | present | 0 | 24 | 1 | 5
1065 | LEO-C_24_4_1_HFP-1SC | HFP-1SC | 1 | Volt | Voltage | V | 2013-09-09 | present | 4 | 24 | 1 | 5
1054 | LEO-C_6_-4_1_HFP-1SC | HFP-1SC | 8 | HeatFlux | Heat Flux | W/m^2 | 2013-09-09 | present | -4 | 6 | 1 | 5
1055 | LEO-C_6_0_1_HFP-1SC | HFP-1SC | 8 | HeatFlux | Heat Flux | W/m^2 | 2013-09-09 | present | 0 | 6 | 1 | 5
1056 | LEO-C_6_4_1_HFP-1SC | HFP-1SC | 8 | HeatFlux | Heat Flux | W/m^2 | 2013-09-09 | present | 4 | 6 | 1 | 5
1057 | LEO-C_12_0_1_HFP-1SC | HFP-1SC | 8 | HeatFlux | Heat Flux | W/m^2 | 2013-09-09 | present | 0 | 12 | 1 | 5
1058 | LEO-C_12_-4_1_HFP-1SC | HFP-1SC | 8 | HeatFlux | Heat Flux | W/m^2 | 2013-09-11 | present | -4 | 12 | 1 | 5
1059 | LEO-C_12_4_1_HFP-1SC | HFP-1SC | 8 | HeatFlux | Heat Flux | W/m^2 | 2013-09-11 | present | 4 | 12 | 1 | 5
1060 | LEO-C_18_-4_1_HFP-1SC | HFP-1SC | 8 | HeatFlux | Heat Flux | W/m^2 | 2013-09-11 | present | -4 | 18 | 1 | 5
1061 | LEO-C_18_4_1_HFP-1SC | HFP-1SC | 8 | HeatFlux | Heat Flux | W/m^2 | 2013-09-11 | present | 4 | 18 | 1 | 5
1062 | LEO-C_18_0_1_HFP-1SC | HFP-1SC | 8 | HeatFlux | Heat Flux | W/m^2 | 2013-09-09 | present | 0 | 18 | 1 | 5
1063 | LEO-C_24_-4_1_HFP-1SC | HFP-1SC | 8 | HeatFlux | Heat Flux | W/m^2 | 2013-09-09 | present | -4 | 24 | 1 | 5
1064 | LEO-C_24_0_1_HFP-1SC | HFP-1SC | 8 | HeatFlux | Heat Flux | W/m^2 | 2013-09-09 | present | 0 | 24 | 1 | 5
1065 | LEO-C_24_4_1_HFP-1SC | HFP-1SC | 8 | HeatFlux | Heat Flux | W/m^2 | 2013-09-09 | present | 4 | 24 | 1 | 5

## 5TM
SENSORID | SENSORCODE | SENSORTYPE | VARIABLEID | VARIABLECODE | VARIABLENAME | UNITS | Data From | Data End | X-across | Y-upslope | Depth level | Depth [cm]
1 | LEO-C_2_-5_1_5TM | 5TM | 3 | soilTemp | Temperature | degC | 2013-09-11 | 2020-09-14 | -5 | 2 | 1 | 5
2 | LEO-C_2_-4_1_5TM | 5TM | 3 | soilTemp | Temperature | degC | 2013-09-11 | 2018-09-25 | -4 | 2 | 1 | 5
3 | LEO-C_2_-3_1_5TM | 5TM | 3 | soilTemp | Temperature | degC | 2013-09-11 | 2018-02-28 | -3 | 2 | 1 | 5
4 | LEO-C_2_-2_1_5TM | 5TM | 3 | soilTemp | Temperature | degC | 2013-09-11 | present | -2 | 2 | 1 | 5
5 | LEO-C_2_-1_1_5TM | 5TM | 3 | soilTemp | Temperature | degC | 2013-09-11 | 2018-05-22 | -1 | 2 | 1 | 5
6 | LEO-C_2_0_1_5TM | 5TM | 3 | soilTemp | Temperature | degC | 2013-09-11 | 2023-03-16 | 0 | 2 | 1 | 5
7 | LEO-C_2_1_1_5TM | 5TM | 3 | soilTemp | Temperature | degC | 2013-09-11 | 2018-11-09 | 1 | 2 | 1 | 5
8 | LEO-C_2_2_1_5TM | 5TM | 3 | soilTemp | Temperature | degC | 2013-09-11 | present | 2 | 2 | 1 | 5
9 | LEO-C_2_3_1_5TM | 5TM | 3 | soilTemp | Temperature | degC | 2013-09-11 | 2017-12-09 | 3 | 2 | 1 | 5
10 | LEO-C_2_4_1_5TM | 5TM | 3 | soilTemp | Temperature | degC | 2013-09-11 | 2018-05-08 | 4 | 2 | 1 | 5
11 | LEO-C_2_5_1_5TM | 5TM | 3 | soilTemp | Temperature | degC | 2013-09-11 | 2019-08-02 | 5 | 2 | 1 | 5
12 | LEO-C_4_-5_1_5TM | 5TM | 3 | soilTemp | Temperature | degC | 2013-09-11 | 2017-11-04 | -5 | 4 | 1 | 5
13 | LEO-C_4_-4_1_5TM | 5TM | 3 | soilTemp | Temperature | degC | 2013-09-11 | 2019-05-16 | -4 | 4 | 1 | 5
14 | LEO-C_4_-3_1_5TM | 5TM | 3 | soilTemp | Temperature | degC | 2013-09-11 | 2020-09-04 | -3 | 4 | 1 | 5
15 | LEO-C_4_-2_1_5TM | 5TM | 3 | soilTemp | Temperature | degC | 2013-09-11 | 2020-07-02 | -2 | 4 | 1 | 5
16 | LEO-C_4_-1_1_5TM | 5TM | 3 | soilTemp | Temperature | degC | 2013-09-11 | 2019-04-19 | -1 | 4 | 1 | 5
17 | LEO-C_4_0_1_5TM | 5TM | 3 | soilTemp | Temperature | degC | 2013-09-11 | 2015-08-01 | 0 | 4 | 1 | 5
18 | LEO-C_4_1_1_5TM | 5TM | 3 | soilTemp | Temperature | degC | 2013-09-11 | 2018-03-06 | 1 | 4 | 1 | 5
19 | LEO-C_4_2_1_5TM | 5TM | 3 | soilTemp | Temperature | degC | 2013-09-11 | 2023-03-27 | 2 | 4 | 1 | 5
20 | LEO-C_4_3_1_5TM | 5TM | 3 | soilTemp | Temperature | degC | 2013-09-11 | 2024-07-21 | 3 | 4 | 1 | 5
21 | LEO-C_4_4_1_5TM | 5TM | 3 | soilTemp | Temperature | degC | 2013-09-11 | 2019-04-19 | 4 | 4 | 1 | 5
22 | LEO-C_4_5_1_5TM | 5TM | 3 | soilTemp | Temperature | degC | 2013-09-11 | 2025-11-01 | 5 | 4 | 1 | 5
23 | LEO-C_6_-5_1_5TM | 5TM | 3 | soilTemp | Temperature | degC | 2013-09-11 | 2025-03-31 | -5 | 6 | 1 | 5
24 | LEO-C_6_-4_1_5TM | 5TM | 3 | soilTemp | Temperature | degC | 2013-09-11 | 2019-01-13 | -4 | 6 | 1 | 5
25 | LEO-C_6_-3_1_5TM | 5TM | 3 | soilTemp | Temperature | degC | 2013-09-11 | present | -3 | 6 | 1 | 5
26 | LEO-C_6_-2_1_5TM | 5TM | 3 | soilTemp | Temperature | degC | 2013-09-11 | present | -2 | 6 | 1 | 5
27 | LEO-C_6_-1_1_5TM | 5TM | 3 | soilTemp | Temperature | degC | 2013-09-11 | 2019-09-15 | -1 | 6 | 1 | 5
28 | LEO-C_6_0_1_5TM | 5TM | 3 | soilTemp | Temperature | degC | 2013-09-11 | 2021-02-16 | 0 | 6 | 1 | 5
29 | LEO-C_6_1_1_5TM | 5TM | 3 | soilTemp | Temperature | degC | 2013-09-11 | 2020-05-26 | 1 | 6 | 1 | 5
30 | LEO-C_6_2_1_5TM | 5TM | 3 | soilTemp | Temperature | degC | 2013-09-11 | 2019-04-19 | 2 | 6 | 1 | 5
31 | LEO-C_6_3_1_5TM | 5TM | 3 | soilTemp | Temperature | degC | 2013-09-11 | 2019-08-12 | 3 | 6 | 1 | 5
32 | LEO-C_6_4_1_5TM | 5TM | 3 | soilTemp | Temperature | degC | 2013-09-12 | 2020-03-01 | 4 | 6 | 1 | 5
33 | LEO-C_6_5_1_5TM | 5TM | 3 | soilTemp | Temperature | degC | 2013-09-11 | 2024-01-14 | 5 | 6 | 1 | 5
34 | LEO-C_8_-5_1_5TM | 5TM | 3 | soilTemp | Temperature | degC | 2013-09-11 | present | -5 | 8 | 1 | 5
35 | LEO-C_8_-4_1_5TM | 5TM | 3 | soilTemp | Temperature | degC | 2013-09-11 | 2022-06-13 | -4 | 8 | 1 | 5
36 | LEO-C_8_-3_1_5TM | 5TM | 3 | soilTemp | Temperature | degC | 2013-09-11 | 2019-08-03 | -3 | 8 | 1 | 5
37 | LEO-C_8_-2_1_5TM | 5TM | 3 | soilTemp | Temperature | degC | 2013-09-11 | 2018-07-26 | -2 | 8 | 1 | 5
38 | LEO-C_8_-1_1_5TM | 5TM | 3 | soilTemp | Temperature | degC | 2013-09-11 | 2020-08-05 | -1 | 8 | 1 | 5
39 | LEO-C_8_0_1_5TM | 5TM | 3 | soilTemp | Temperature | degC | 2013-09-11 | 2017-08-24 | 0 | 8 | 1 | 5
40 | LEO-C_8_1_1_5TM | 5TM | 3 | soilTemp | Temperature | degC | 2013-09-11 | 2018-06-14 | 1 | 8 | 1 | 5
41 | LEO-C_8_2_1_5TM | 5TM | 3 | soilTemp | Temperature | degC | 2013-09-11 | 2018-02-28 | 2 | 8 | 1 | 5
42 | LEO-C_8_3_1_5TM | 5TM | 3 | soilTemp | Temperature | degC | 2013-09-11 | 2018-08-02 | 3 | 8 | 1 | 5
43 | LEO-C_8_4_1_5TM | 5TM | 3 | soilTemp | Temperature | degC | 2013-09-11 | 2023-01-29 | 4 | 8 | 1 | 5
44 | LEO-C_8_5_1_5TM | 5TM | 3 | soilTemp | Temperature | degC | 2013-09-11 | 2024-06-19 | 5 | 8 | 1 | 5
45 | LEO-C_10_-5_1_5TM | 5TM | 3 | soilTemp | Temperature | degC | 2013-09-11 | 2022-03-01 | -5 | 10 | 1 | 5
46 | LEO-C_10_-4_1_5TM | 5TM | 3 | soilTemp | Temperature | degC | 2013-09-11 | 2018-06-23 | -4 | 10 | 1 | 5
47 | LEO-C_10_-3_1_5TM | 5TM | 3 | soilTemp | Temperature | degC | 2013-09-11 | 2019-09-24 | -3 | 10 | 1 | 5
48 | LEO-C_10_-2_1_5TM | 5TM | 3 | soilTemp | Temperature | degC | 2013-09-11 | 2021-08-23 | -2 | 10 | 1 | 5
49 | LEO-C_10_-1_1_5TM | 5TM | 3 | soilTemp | Temperature | degC | 2013-09-11 | 2021-11-20 | -1 | 10 | 1 | 5
50 | LEO-C_10_0_1_5TM | 5TM | 3 | soilTemp | Temperature | degC | 2013-09-11 | 2022-09-30 | 0 | 10 | 1 | 5
51 | LEO-C_10_1_1_5TM | 5TM | 3 | soilTemp | Temperature | degC | 2013-09-11 | 2020-06-03 | 1 | 10 | 1 | 5
52 | LEO-C_10_2_1_5TM | 5TM | 3 | soilTemp | Temperature | degC | 2013-09-11 | 2025-06-16 | 2 | 10 | 1 | 5
53 | LEO-C_10_3_1_5TM | 5TM | 3 | soilTemp | Temperature | degC | 2013-09-11 | 2018-02-28 | 3 | 10 | 1 | 5
54 | LEO-C_10_4_1_5TM | 5TM | 3 | soilTemp | Temperature | degC | 2013-09-11 | 2018-01-29 | 4 | 10 | 1 | 5
55 | LEO-C_10_5_1_5TM | 5TM | 3 | soilTemp | Temperature | degC | 2013-09-11 | 2021-06-21 | 5 | 10 | 1 | 5
56 | LEO-C_12_-5_1_5TM | 5TM | 3 | soilTemp | Temperature | degC | 2013-09-11 | 2018-02-28 | -5 | 12 | 1 | 5
57 | LEO-C_12_-4_1_5TM | 5TM | 3 | soilTemp | Temperature | degC | 2013-09-11 | present | -4 | 12 | 1 | 5
58 | LEO-C_12_-3_1_5TM | 5TM | 3 | soilTemp | Temperature | degC | 2013-09-11 | 2018-02-28 | -3 | 12 | 1 | 5
59 | LEO-C_12_-2_1_5TM | 5TM | 3 | soilTemp | Temperature | degC | 2013-09-11 | 2019-09-18 | -2 | 12 | 1 | 5
60 | LEO-C_12_-1_1_5TM | 5TM | 3 | soilTemp | Temperature | degC | 2013-09-11 | 2018-09-11 | -1 | 12 | 1 | 5
61 | LEO-C_12_0_1_5TM | 5TM | 3 | soilTemp | Temperature | degC | 2013-09-11 | 2018-07-30 | 0 | 12 | 1 | 5
62 | LEO-C_12_1_1_5TM | 5TM | 3 | soilTemp | Temperature | degC | 2013-09-11 | 2019-10-10 | 1 | 12 | 1 | 5
63 | LEO-C_12_2_1_5TM | 5TM | 3 | soilTemp | Temperature | degC | 2013-09-11 | 2022-03-14 | 2 | 12 | 1 | 5
64 | LEO-C_12_3_1_5TM | 5TM | 3 | soilTemp | Temperature | degC | 2013-09-11 | 2020-02-04 | 3 | 12 | 1 | 5
65 | LEO-C_12_4_1_5TM | 5TM | 3 | soilTemp | Temperature | degC | 2013-09-11 | 2025-03-18 | 4 | 12 | 1 | 5
66 | LEO-C_12_5_1_5TM | 5TM | 3 | soilTemp | Temperature | degC | 2013-09-11 | 2025-04-21 | 5 | 12 | 1 | 5
67 | LEO-C_14_-5_1_5TM | 5TM | 3 | soilTemp | Temperature | degC | 2013-09-11 | 2017-08-25 | -5 | 14 | 1 | 5
68 | LEO-C_14_-4_1_5TM | 5TM | 3 | soilTemp | Temperature | degC | 2013-09-11 | 2025-04-03 | -4 | 14 | 1 | 5
69 | LEO-C_14_-3_1_5TM | 5TM | 3 | soilTemp | Temperature | degC | 2013-09-11 | 2017-10-18 | -3 | 14 | 1 | 5
70 | LEO-C_14_-2_1_5TM | 5TM | 3 | soilTemp | Temperature | degC | 2013-09-11 | 2017-12-11 | -2 | 14 | 1 | 5
71 | LEO-C_14_-1_1_5TM | 5TM | 3 | soilTemp | Temperature | degC | 2013-09-11 | 2019-09-02 | -1 | 14 | 1 | 5
72 | LEO-C_14_0_1_5TM | 5TM | 3 | soilTemp | Temperature | degC | 2013-09-11 | 2025-05-29 | 0 | 14 | 1 | 5
73 | LEO-C_14_1_1_5TM | 5TM | 3 | soilTemp | Temperature | degC | 2013-09-11 | 2019-08-06 | 1 | 14 | 1 | 5
74 | LEO-C_14_2_1_5TM | 5TM | 3 | soilTemp | Temperature | degC | 2013-09-11 | 2018-01-04 | 2 | 14 | 1 | 5
75 | LEO-C_14_3_1_5TM | 5TM | 3 | soilTemp | Temperature | degC | 2013-09-11 | 2018-07-05 | 3 | 14 | 1 | 5
76 | LEO-C_14_4_1_5TM | 5TM | 3 | soilTemp | Temperature | degC | 2013-09-11 | 2017-02-28 | 4 | 14 | 1 | 5
77 | LEO-C_14_5_1_5TM | 5TM | 3 | soilTemp | Temperature | degC | 2013-09-11 | 2018-06-12 | 5 | 14 | 1 | 5
78 | LEO-C_16_-5_1_5TM | 5TM | 3 | soilTemp | Temperature | degC | 2013-09-11 | 2017-10-16 | -5 | 16 | 1 | 5
79 | LEO-C_16_-4_1_5TM | 5TM | 3 | soilTemp | Temperature | degC | 2013-09-11 | 2025-04-03 | -4 | 16 | 1 | 5
80 | LEO-C_16_-3_1_5TM | 5TM | 3 | soilTemp | Temperature | degC | 2013-09-11 | 2019-04-19 | -3 | 16 | 1 | 5
81 | LEO-C_16_-2_1_5TM | 5TM | 3 | soilTemp | Temperature | degC | 2013-09-11 | 2018-07-17 | -2 | 16 | 1 | 5
82 | LEO-C_16_-1_1_5TM | 5TM | 3 | soilTemp | Temperature | degC | 2013-09-11 | 2024-03-01 | -1 | 16 | 1 | 5
83 | LEO-C_16_0_1_5TM | 5TM | 3 | soilTemp | Temperature | degC | 2013-09-11 | 2020-08-09 | 0 | 16 | 1 | 5
84 | LEO-C_16_1_1_5TM | 5TM | 3 | soilTemp | Temperature | degC | 2013-09-11 | 2018-01-16 | 1 | 16 | 1 | 5
85 | LEO-C_16_2_1_5TM | 5TM | 3 | soilTemp | Temperature | degC | 2013-09-11 | 2020-11-03 | 2 | 16 | 1 | 5
86 | LEO-C_16_3_1_5TM | 5TM | 3 | soilTemp | Temperature | degC | 2013-09-11 | 2018-03-08 | 3 | 16 | 1 | 5
87 | LEO-C_16_4_1_5TM | 5TM | 3 | soilTemp | Temperature | degC | 2013-09-11 | 2025-03-14 | 4 | 16 | 1 | 5
88 | LEO-C_16_5_1_5TM | 5TM | 3 | soilTemp | Temperature | degC | 2013-09-11 | 2021-08-13 | 5 | 16 | 1 | 5
89 | LEO-C_18_-5_1_5TM | 5TM | 3 | soilTemp | Temperature | degC | 2013-09-11 | 2022-08-02 | -5 | 18 | 1 | 5
90 | LEO-C_18_-4_1_5TM | 5TM | 3 | soilTemp | Temperature | degC | 2013-09-11 | 2017-04-05 | -4 | 18 | 1 | 5
91 | LEO-C_18_-3_1_5TM | 5TM | 3 | soilTemp | Temperature | degC | 2013-09-11 | 2018-05-14 | -3 | 18 | 1 | 5
92 | LEO-C_18_-2_1_5TM | 5TM | 3 | soilTemp | Temperature | degC | 2013-09-11 | 2018-04-27 | -2 | 18 | 1 | 5
93 | LEO-C_18_-1_1_5TM | 5TM | 3 | soilTemp | Temperature | degC | 2013-09-11 | 2023-07-03 | -1 | 18 | 1 | 5
94 | LEO-C_18_0_1_5TM | 5TM | 3 | soilTemp | Temperature | degC | 2013-09-11 | 2019-08-18 | 0 | 18 | 1 | 5
95 | LEO-C_18_1_1_5TM | 5TM | 3 | soilTemp | Temperature | degC | 2013-09-11 | 2018-05-27 | 1 | 18 | 1 | 5
96 | LEO-C_18_2_1_5TM | 5TM | 3 | soilTemp | Temperature | degC | 2013-09-11 | 2023-07-14 | 2 | 18 | 1 | 5
97 | LEO-C_18_3_1_5TM | 5TM | 3 | soilTemp | Temperature | degC | 2013-09-11 | 2018-01-28 | 3 | 18 | 1 | 5
98 | LEO-C_18_4_1_5TM | 5TM | 3 | soilTemp | Temperature | degC | 2013-09-11 | 2018-05-24 | 4 | 18 | 1 | 5
99 | LEO-C_18_5_1_5TM | 5TM | 3 | soilTemp | Temperature | degC | 2013-09-11 | 2018-08-27 | 5 | 18 | 1 | 5
100 | LEO-C_20_-5_1_5TM | 5TM | 3 | soilTemp | Temperature | degC | 2013-09-11 | 2020-08-04 | -5 | 20 | 1 | 5
101 | LEO-C_20_-4_1_5TM | 5TM | 3 | soilTemp | Temperature | degC | 2013-09-11 | 2018-05-13 | -4 | 20 | 1 | 5
102 | LEO-C_20_-3_1_5TM | 5TM | 3 | soilTemp | Temperature | degC | 2013-09-11 | 2018-02-13 | -3 | 20 | 1 | 5
103 | LEO-C_20_-2_1_5TM | 5TM | 3 | soilTemp | Temperature | degC | 2013-09-11 | 2023-07-03 | -2 | 20 | 1 | 5
104 | LEO-C_20_-1_1_5TM | 5TM | 3 | soilTemp | Temperature | degC | 2013-09-11 | 2018-11-01 | -1 | 20 | 1 | 5
105 | LEO-C_20_0_1_5TM | 5TM | 3 | soilTemp | Temperature | degC | 2013-09-11 | 2019-06-05 | 0 | 20 | 1 | 5
106 | LEO-C_20_1_1_5TM | 5TM | 3 | soilTemp | Temperature | degC | 2013-09-11 | 2017-12-26 | 1 | 20 | 1 | 5
107 | LEO-C_20_2_1_5TM | 5TM | 3 | soilTemp | Temperature | degC | 2013-09-11 | 2018-07-12 | 2 | 20 | 1 | 5
108 | LEO-C_20_3_1_5TM | 5TM | 3 | soilTemp | Temperature | degC | 2013-09-11 | 2018-06-18 | 3 | 20 | 1 | 5
109 | LEO-C_20_4_1_5TM | 5TM | 3 | soilTemp | Temperature | degC | 2013-09-11 | 2018-01-02 | 4 | 20 | 1 | 5
110 | LEO-C_20_5_1_5TM | 5TM | 3 | soilTemp | Temperature | degC | 2013-09-11 | 2016-01-15 | 5 | 20 | 1 | 5
111 | LEO-C_22_-5_1_5TM | 5TM | 3 | soilTemp | Temperature | degC | 2013-09-11 | 2019-04-19 | -5 | 22 | 1 | 5
112 | LEO-C_22_-4_1_5TM | 5TM | 3 | soilTemp | Temperature | degC | 2013-09-11 | 2018-04-12 | -4 | 22 | 1 | 5
113 | LEO-C_22_-3_1_5TM | 5TM | 3 | soilTemp | Temperature | degC | 2013-09-11 | 2022-07-13 | -3 | 22 | 1 | 5
114 | LEO-C_22_-2_1_5TM | 5TM | 3 | soilTemp | Temperature | degC | 2013-09-11 | 2020-02-13 | -2 | 22 | 1 | 5
115 | LEO-C_22_-1_1_5TM | 5TM | 3 | soilTemp | Temperature | degC | 2013-09-11 | 2017-08-24 | -1 | 22 | 1 | 5
116 | LEO-C_22_0_1_5TM | 5TM | 3 | soilTemp | Temperature | degC | 2013-09-11 | 2022-05-07 | 0 | 22 | 1 | 5
117 | LEO-C_22_1_1_5TM | 5TM | 3 | soilTemp | Temperature | degC | 2013-09-11 | 2018-05-20 | 1 | 22 | 1 | 5
118 | LEO-C_22_2_1_5TM | 5TM | 3 | soilTemp | Temperature | degC | 2013-09-11 | 2018-04-10 | 2 | 22 | 1 | 5
119 | LEO-C_22_3_1_5TM | 5TM | 3 | soilTemp | Temperature | degC | 2013-09-11 | 2022-12-12 | 3 | 22 | 1 | 5
120 | LEO-C_22_4_1_5TM | 5TM | 3 | soilTemp | Temperature | degC | 2013-09-11 | 2023-04-01 | 4 | 22 | 1 | 5
121 | LEO-C_22_5_1_5TM | 5TM | 3 | soilTemp | Temperature | degC | 2013-09-11 | 2025-07-05 | 5 | 22 | 1 | 5
122 | LEO-C_24_-5_1_5TM | 5TM | 3 | soilTemp | Temperature | degC | 2013-09-11 | 2017-06-19 | -5 | 24 | 1 | 5
123 | LEO-C_24_-4_1_5TM | 5TM | 3 | soilTemp | Temperature | degC | 2013-09-11 | 2017-11-10 | -4 | 24 | 1 | 5
124 | LEO-C_24_-3_1_5TM | 5TM | 3 | soilTemp | Temperature | degC | 2013-09-11 | 2020-07-03 | -3 | 24 | 1 | 5
125 | LEO-C_24_-2_1_5TM | 5TM | 3 | soilTemp | Temperature | degC | 2013-09-11 | 2018-09-25 | -2 | 24 | 1 | 5
126 | LEO-C_24_-1_1_5TM | 5TM | 3 | soilTemp | Temperature | degC | 2013-09-11 | 2018-02-28 | -1 | 24 | 1 | 5
127 | LEO-C_24_0_1_5TM | 5TM | 3 | soilTemp | Temperature | degC | 2013-09-11 | 2017-09-21 | 0 | 24 | 1 | 5
128 | LEO-C_24_1_1_5TM | 5TM | 3 | soilTemp | Temperature | degC | 2013-09-11 | 2018-09-12 | 1 | 24 | 1 | 5
129 | LEO-C_24_2_1_5TM | 5TM | 3 | soilTemp | Temperature | degC | 2013-09-11 | 2021-06-16 | 2 | 24 | 1 | 5
130 | LEO-C_24_3_1_5TM | 5TM | 3 | soilTemp | Temperature | degC | 2013-09-11 | 2014-02-20 | 3 | 24 | 1 | 5
131 | LEO-C_24_4_1_5TM | 5TM | 3 | soilTemp | Temperature | degC | 2013-09-11 | 2025-07-09 | 4 | 24 | 1 | 5
132 | LEO-C_24_5_1_5TM | 5TM | 3 | soilTemp | Temperature | degC | 2013-09-11 | 2017-12-03 | 5 | 24 | 1 | 5
133 | LEO-C_26_-5_1_5TM | 5TM | 3 | soilTemp | Temperature | degC | 2013-09-11 | 2019-10-01 | -5 | 26 | 1 | 5
134 | LEO-C_26_-4_1_5TM | 5TM | 3 | soilTemp | Temperature | degC | 2013-09-11 | 2017-06-30 | -4 | 26 | 1 | 5
135 | LEO-C_26_-3_1_5TM | 5TM | 3 | soilTemp | Temperature | degC | 2013-09-11 | 2018-01-11 | -3 | 26 | 1 | 5
136 | LEO-C_26_-2_1_5TM | 5TM | 3 | soilTemp | Temperature | degC | 2013-09-11 | 2019-09-12 | -2 | 26 | 1 | 5
137 | LEO-C_26_-1_1_5TM | 5TM | 3 | soilTemp | Temperature | degC | 2013-09-11 | 2017-12-19 | -1 | 26 | 1 | 5
138 | LEO-C_26_0_1_5TM | 5TM | 3 | soilTemp | Temperature | degC | 2013-09-11 | 2018-03-02 | 0 | 26 | 1 | 5
139 | LEO-C_26_1_1_5TM | 5TM | 3 | soilTemp | Temperature | degC | 2013-09-11 | 2019-04-30 | 1 | 26 | 1 | 5
140 | LEO-C_26_2_1_5TM | 5TM | 3 | soilTemp | Temperature | degC | 2013-09-11 | 2023-01-11 | 2 | 26 | 1 | 5
141 | LEO-C_26_3_1_5TM | 5TM | 3 | soilTemp | Temperature | degC | 2013-09-11 | present | 3 | 26 | 1 | 5
142 | LEO-C_26_4_1_5TM | 5TM | 3 | soilTemp | Temperature | degC | 2013-09-11 | 2019-04-19 | 4 | 26 | 1 | 5
143 | LEO-C_26_5_1_5TM | 5TM | 3 | soilTemp | Temperature | degC | 2013-09-11 | 2025-03-23 | 5 | 26 | 1 | 5
144 | LEO-C_28_-5_1_5TM | 5TM | 3 | soilTemp | Temperature | degC | 2013-09-11 | 2019-05-15 | -5 | 28 | 1 | 5
145 | LEO-C_28_-4_1_5TM | 5TM | 3 | soilTemp | Temperature | degC | 2013-09-11 | 2020-04-25 | -4 | 28 | 1 | 5
146 | LEO-C_28_-3_1_5TM | 5TM | 3 | soilTemp | Temperature | degC | 2013-09-11 | 2018-10-17 | -3 | 28 | 1 | 5
147 | LEO-C_28_-2_1_5TM | 5TM | 3 | soilTemp | Temperature | degC | 2013-09-11 | 2019-04-19 | -2 | 28 | 1 | 5
148 | LEO-C_28_-1_1_5TM | 5TM | 3 | soilTemp | Temperature | degC | 2013-09-11 | present | -1 | 28 | 1 | 5
149 | LEO-C_28_0_1_5TM | 5TM | 3 | soilTemp | Temperature | degC | 2013-09-11 | 2018-09-15 | 0 | 28 | 1 | 5
150 | LEO-C_28_1_1_5TM | 5TM | 3 | soilTemp | Temperature | degC | 2013-09-11 | 2017-12-30 | 1 | 28 | 1 | 5
151 | LEO-C_28_2_1_5TM | 5TM | 3 | soilTemp | Temperature | degC | 2013-09-11 | 2017-08-06 | 2 | 28 | 1 | 5
152 | LEO-C_28_3_1_5TM | 5TM | 3 | soilTemp | Temperature | degC | 2013-09-11 | present | 3 | 28 | 1 | 5
153 | LEO-C_28_4_1_5TM | 5TM | 3 | soilTemp | Temperature | degC | 2013-09-11 | 2025-03-26 | 4 | 28 | 1 | 5
154 | LEO-C_28_5_1_5TM | 5TM | 3 | soilTemp | Temperature | degC | 2013-09-11 | 2018-10-22 | 5 | 28 | 1 | 5
155 | LEO-C_2_-5_2_5TM | 5TM | 3 | soilTemp | Temperature | degC | 2013-09-11 | present | -5 | 2 | 2 | 20
156 | LEO-C_2_-4_2_5TM | 5TM | 3 | soilTemp | Temperature | degC | 2013-09-11 | present | -4 | 2 | 2 | 20
157 | LEO-C_2_-3_2_5TM | 5TM | 3 | soilTemp | Temperature | degC | 2013-09-11 | present | -3 | 2 | 2 | 20
158 | LEO-C_2_-2_2_5TM | 5TM | 3 | soilTemp | Temperature | degC | 2013-09-11 | 2019-09-10 | -2 | 2 | 2 | 20
159 | LEO-C_2_-1_2_5TM | 5TM | 3 | soilTemp | Temperature | degC | 2013-09-11 | present | -1 | 2 | 2 | 20
160 | LEO-C_2_0_2_5TM | 5TM | 3 | soilTemp | Temperature | degC | 2013-09-11 | present | 0 | 2 | 2 | 20
161 | LEO-C_2_1_2_5TM | 5TM | 3 | soilTemp | Temperature | degC | 2013-09-11 | present | 1 | 2 | 2 | 20
162 | LEO-C_2_2_2_5TM | 5TM | 3 | soilTemp | Temperature | degC | 2013-09-11 | present | 2 | 2 | 2 | 20
163 | LEO-C_2_3_2_5TM | 5TM | 3 | soilTemp | Temperature | degC | 2013-09-11 | 2018-03-06 | 3 | 2 | 2 | 20
164 | LEO-C_2_4_2_5TM | 5TM | 3 | soilTemp | Temperature | degC | 2013-09-11 | 2024-10-18 | 4 | 2 | 2 | 20
165 | LEO-C_2_5_2_5TM | 5TM | 3 | soilTemp | Temperature | degC | 2013-09-11 | 2014-07-18 | 5 | 2 | 2 | 20
166 | LEO-C_4_-5_2_5TM | 5TM | 3 | soilTemp | Temperature | degC | 2013-09-11 | 2020-11-23 | -5 | 4 | 2 | 20
167 | LEO-C_4_-4_2_5TM | 5TM | 3 | soilTemp | Temperature | degC | 2013-09-11 | 2025-05-09 | -4 | 4 | 2 | 20
168 | LEO-C_4_-3_2_5TM | 5TM | 3 | soilTemp | Temperature | degC | 2013-09-11 | 2021-05-10 | -3 | 4 | 2 | 20
169 | LEO-C_4_-2_2_5TM | 5TM | 3 | soilTemp | Temperature | degC | 2013-09-11 | 2024-05-26 | -2 | 4 | 2 | 20
170 | LEO-C_4_-1_2_5TM | 5TM | 3 | soilTemp | Temperature | degC | 2013-09-11 | 2019-04-19 | -1 | 4 | 2 | 20
171 | LEO-C_4_0_2_5TM | 5TM | 3 | soilTemp | Temperature | degC | 2013-09-11 | present | 0 | 4 | 2 | 20
172 | LEO-C_4_1_2_5TM | 5TM | 3 | soilTemp | Temperature | degC | 2013-09-11 | 2024-02-24 | 1 | 4 | 2 | 20
173 | LEO-C_4_2_2_5TM | 5TM | 3 | soilTemp | Temperature | degC | 2013-09-11 | 2024-05-28 | 2 | 4 | 2 | 20
174 | LEO-C_4_3_2_5TM | 5TM | 3 | soilTemp | Temperature | degC | 2013-09-11 | present | 3 | 4 | 2 | 20
175 | LEO-C_4_4_2_5TM | 5TM | 3 | soilTemp | Temperature | degC | 2013-09-11 | present | 4 | 4 | 2 | 20
176 | LEO-C_4_5_2_5TM | 5TM | 3 | soilTemp | Temperature | degC | 2013-09-11 | present | 5 | 4 | 2 | 20
177 | LEO-C_6_-5_2_5TM | 5TM | 3 | soilTemp | Temperature | degC | 2013-09-11 | 2025-03-14 | -5 | 6 | 2 | 20
178 | LEO-C_6_-4_2_5TM | 5TM | 3 | soilTemp | Temperature | degC | 2013-09-11 | present | -4 | 6 | 2 | 20
179 | LEO-C_6_-3_2_5TM | 5TM | 3 | soilTemp | Temperature | degC | 2013-09-11 | 2017-06-04 | -3 | 6 | 2 | 20
180 | LEO-C_6_-2_2_5TM | 5TM | 3 | soilTemp | Temperature | degC | 2013-09-11 | 2019-11-23 | -2 | 6 | 2 | 20
181 | LEO-C_6_-1_2_5TM | 5TM | 3 | soilTemp | Temperature | degC | 2013-09-11 | present | -1 | 6 | 2 | 20
182 | LEO-C_6_0_2_5TM | 5TM | 3 | soilTemp | Temperature | degC | 2013-09-11 | 2017-07-12 | 0 | 6 | 2 | 20
183 | LEO-C_6_1_2_5TM | 5TM | 3 | soilTemp | Temperature | degC | 2013-09-11 | present | 1 | 6 | 2 | 20
184 | LEO-C_6_2_2_5TM | 5TM | 3 | soilTemp | Temperature | degC | 2013-09-11 | present | 2 | 6 | 2 | 20
185 | LEO-C_6_3_2_5TM | 5TM | 3 | soilTemp | Temperature | degC | 2013-09-11 | 2024-05-06 | 3 | 6 | 2 | 20
186 | LEO-C_6_4_2_5TM | 5TM | 3 | soilTemp | Temperature | degC | 2013-09-11 | present | 4 | 6 | 2 | 20
187 | LEO-C_6_5_2_5TM | 5TM | 3 | soilTemp | Temperature | degC | 2013-09-11 | 2025-03-19 | 5 | 6 | 2 | 20
188 | LEO-C_8_-5_2_5TM | 5TM | 3 | soilTemp | Temperature | degC | 2013-09-11 | present | -5 | 8 | 2 | 20
189 | LEO-C_8_-4_2_5TM | 5TM | 3 | soilTemp | Temperature | degC | 2013-09-11 | present | -4 | 8 | 2 | 20
190 | LEO-C_8_-3_2_5TM | 5TM | 3 | soilTemp | Temperature | degC | 2013-09-11 | 2022-12-17 | -3 | 8 | 2 | 20
191 | LEO-C_8_-2_2_5TM | 5TM | 3 | soilTemp | Temperature | degC | 2013-09-11 | 2017-11-08 | -2 | 8 | 2 | 20
192 | LEO-C_8_-1_2_5TM | 5TM | 3 | soilTemp | Temperature | degC | 2013-09-11 | 2024-04-15 | -1 | 8 | 2 | 20
193 | LEO-C_8_0_2_5TM | 5TM | 3 | soilTemp | Temperature | degC | 2013-09-11 | 2025-03-26 | 0 | 8 | 2 | 20
194 | LEO-C_8_1_2_5TM | 5TM | 3 | soilTemp | Temperature | degC | 2013-09-11 | 2022-03-19 | 1 | 8 | 2 | 20
195 | LEO-C_8_2_2_5TM | 5TM | 3 | soilTemp | Temperature | degC | 2013-09-11 | 2022-12-27 | 2 | 8 | 2 | 20
196 | LEO-C_8_3_2_5TM | 5TM | 3 | soilTemp | Temperature | degC | 2013-09-11 | present | 3 | 8 | 2 | 20
197 | LEO-C_8_4_2_5TM | 5TM | 3 | soilTemp | Temperature | degC | 2013-09-11 | 2024-03-01 | 4 | 8 | 2 | 20
198 | LEO-C_8_5_2_5TM | 5TM | 3 | soilTemp | Temperature | degC | 2013-09-11 | present | 5 | 8 | 2 | 20
199 | LEO-C_10_-5_2_5TM | 5TM | 3 | soilTemp | Temperature | degC | 2013-09-11 | 2018-04-10 | -5 | 10 | 2 | 20
200 | LEO-C_10_-4_2_5TM | 5TM | 3 | soilTemp | Temperature | degC | 2013-09-11 | present | -4 | 10 | 2 | 20
201 | LEO-C_10_-3_2_5TM | 5TM | 3 | soilTemp | Temperature | degC | 2013-09-11 | present | -3 | 10 | 2 | 20
202 | LEO-C_10_-2_2_5TM | 5TM | 3 | soilTemp | Temperature | degC | 2013-09-11 | 2024-08-16 | -2 | 10 | 2 | 20
203 | LEO-C_10_-1_2_5TM | 5TM | 3 | soilTemp | Temperature | degC | 2013-09-11 | present | -1 | 10 | 2 | 20
204 | LEO-C_10_0_2_5TM | 5TM | 3 | soilTemp | Temperature | degC | 2013-09-11 | present | 0 | 10 | 2 | 20
205 | LEO-C_10_1_2_5TM | 5TM | 3 | soilTemp | Temperature | degC |  |  | 1 | 10 | 2 | 20
206 | LEO-C_10_2_2_5TM | 5TM | 3 | soilTemp | Temperature | degC |  |  | 2 | 10 | 2 | 20
207 | LEO-C_10_3_2_5TM | 5TM | 3 | soilTemp | Temperature | degC | 2013-09-11 | 2025-03-14 | 3 | 10 | 2 | 20
208 | LEO-C_10_4_2_5TM | 5TM | 3 | soilTemp | Temperature | degC | 2013-09-11 | present | 4 | 10 | 2 | 20
209 | LEO-C_10_5_2_5TM | 5TM | 3 | soilTemp | Temperature | degC | 2013-09-11 | present | 5 | 10 | 2 | 20
210 | LEO-C_12_-5_2_5TM | 5TM | 3 | soilTemp | Temperature | degC | 2013-09-11 | 2024-08-16 | -5 | 12 | 2 | 20
211 | LEO-C_12_-4_2_5TM | 5TM | 3 | soilTemp | Temperature | degC | 2013-09-11 | 2021-01-26 | -4 | 12 | 2 | 20
212 | LEO-C_12_-3_2_5TM | 5TM | 3 | soilTemp | Temperature | degC | 2013-09-11 | present | -3 | 12 | 2 | 20
213 | LEO-C_12_-2_2_5TM | 5TM | 3 | soilTemp | Temperature | degC | 2013-09-11 | present | -2 | 12 | 2 | 20
214 | LEO-C_12_-1_2_5TM | 5TM | 3 | soilTemp | Temperature | degC | 2013-09-11 | 2025-03-31 | -1 | 12 | 2 | 20
215 | LEO-C_12_0_2_5TM | 5TM | 3 | soilTemp | Temperature | degC | 2013-09-11 | present | 0 | 12 | 2 | 20
216 | LEO-C_12_1_2_5TM | 5TM | 3 | soilTemp | Temperature | degC | 2013-09-11 | 2022-05-07 | 1 | 12 | 2 | 20
217 | LEO-C_12_2_2_5TM | 5TM | 3 | soilTemp | Temperature | degC | 2013-09-11 | present | 2 | 12 | 2 | 20
218 | LEO-C_12_3_2_5TM | 5TM | 3 | soilTemp | Temperature | degC | 2013-09-11 | 2024-04-09 | 3 | 12 | 2 | 20
219 | LEO-C_12_4_2_5TM | 5TM | 3 | soilTemp | Temperature | degC | 2013-09-11 | present | 4 | 12 | 2 | 20
220 | LEO-C_12_5_2_5TM | 5TM | 3 | soilTemp | Temperature | degC | 2013-09-11 | 2021-06-23 | 5 | 12 | 2 | 20
221 | LEO-C_14_-5_2_5TM | 5TM | 3 | soilTemp | Temperature | degC | 2013-09-11 | 2019-11-06 | -5 | 14 | 2 | 20
222 | LEO-C_14_-4_2_5TM | 5TM | 3 | soilTemp | Temperature | degC | 2013-09-11 | 2018-02-28 | -4 | 14 | 2 | 20
223 | LEO-C_14_-3_2_5TM | 5TM | 3 | soilTemp | Temperature | degC | 2013-09-11 | 2025-04-03 | -3 | 14 | 2 | 20
224 | LEO-C_14_-2_2_5TM | 5TM | 3 | soilTemp | Temperature | degC | 2013-09-11 | 2020-12-28 | -2 | 14 | 2 | 20
225 | LEO-C_14_-1_2_5TM | 5TM | 3 | soilTemp | Temperature | degC | 2013-09-11 | 2021-08-29 | -1 | 14 | 2 | 20
226 | LEO-C_14_0_2_5TM | 5TM | 3 | soilTemp | Temperature | degC | 2013-09-11 | 2019-11-20 | 0 | 14 | 2 | 20
227 | LEO-C_14_1_2_5TM | 5TM | 3 | soilTemp | Temperature | degC | 2013-09-11 | 2024-03-01 | 1 | 14 | 2 | 20
228 | LEO-C_14_2_2_5TM | 5TM | 3 | soilTemp | Temperature | degC | 2013-09-11 | 2024-09-12 | 2 | 14 | 2 | 20
229 | LEO-C_14_3_2_5TM | 5TM | 3 | soilTemp | Temperature | degC | 2013-09-11 | 2017-12-11 | 3 | 14 | 2 | 20
230 | LEO-C_14_4_2_5TM | 5TM | 3 | soilTemp | Temperature | degC | 2013-09-11 | 2020-08-17 | 4 | 14 | 2 | 20
231 | LEO-C_14_5_2_5TM | 5TM | 3 | soilTemp | Temperature | degC | 2013-09-11 | 2021-07-20 | 5 | 14 | 2 | 20
232 | LEO-C_16_-5_2_5TM | 5TM | 3 | soilTemp | Temperature | degC | 2013-09-11 | 2022-12-14 | -5 | 16 | 2 | 20
233 | LEO-C_16_-4_2_5TM | 5TM | 3 | soilTemp | Temperature | degC | 2013-09-11 | 2025-04-03 | -4 | 16 | 2 | 20
234 | LEO-C_16_-3_2_5TM | 5TM | 3 | soilTemp | Temperature | degC | 2013-09-11 | 2025-04-03 | -3 | 16 | 2 | 20
235 | LEO-C_16_-2_2_5TM | 5TM | 3 | soilTemp | Temperature | degC | 2013-09-11 | 2023-03-26 | -2 | 16 | 2 | 20
236 | LEO-C_16_-1_2_5TM | 5TM | 3 | soilTemp | Temperature | degC | 2013-09-11 | 2017-03-04 | -1 | 16 | 2 | 20
237 | LEO-C_16_0_2_5TM | 5TM | 3 | soilTemp | Temperature | degC | 2013-09-11 | present | 0 | 16 | 2 | 20
238 | LEO-C_16_1_2_5TM | 5TM | 3 | soilTemp | Temperature | degC | 2013-09-11 | 2016-09-19 | 1 | 16 | 2 | 20
239 | LEO-C_16_2_2_5TM | 5TM | 3 | soilTemp | Temperature | degC | 2013-09-11 | 2025-03-17 | 2 | 16 | 2 | 20
240 | LEO-C_16_3_2_5TM | 5TM | 3 | soilTemp | Temperature | degC | 2013-09-11 | present | 3 | 16 | 2 | 20
241 | LEO-C_16_4_2_5TM | 5TM | 3 | soilTemp | Temperature | degC | 2013-09-11 | present | 4 | 16 | 2 | 20
242 | LEO-C_16_5_2_5TM | 5TM | 3 | soilTemp | Temperature | degC | 2013-09-11 | 2022-03-14 | 5 | 16 | 2 | 20
243 | LEO-C_18_-5_2_5TM | 5TM | 3 | soilTemp | Temperature | degC | 2013-09-11 | present | -5 | 18 | 2 | 20
244 | LEO-C_18_-4_2_5TM | 5TM | 3 | soilTemp | Temperature | degC | 2013-09-11 | 2025-10-05 | -4 | 18 | 2 | 20
245 | LEO-C_18_-3_2_5TM | 5TM | 3 | soilTemp | Temperature | degC | 2013-09-11 | 2017-02-04 | -3 | 18 | 2 | 20
246 | LEO-C_18_-2_2_5TM | 5TM | 3 | soilTemp | Temperature | degC | 2013-09-11 | present | -2 | 18 | 2 | 20
247 | LEO-C_18_-1_2_5TM | 5TM | 3 | soilTemp | Temperature | degC | 2013-09-11 | 2019-07-18 | -1 | 18 | 2 | 20
248 | LEO-C_18_0_2_5TM | 5TM | 3 | soilTemp | Temperature | degC | 2013-09-11 | 2025-08-08 | 0 | 18 | 2 | 20
249 | LEO-C_18_1_2_5TM | 5TM | 3 | soilTemp | Temperature | degC | 2013-09-11 | 2018-03-03 | 1 | 18 | 2 | 20
250 | LEO-C_18_2_2_5TM | 5TM | 3 | soilTemp | Temperature | degC | 2013-09-11 | 2020-07-30 | 2 | 18 | 2 | 20
251 | LEO-C_18_3_2_5TM | 5TM | 3 | soilTemp | Temperature | degC | 2013-09-11 | 2020-07-26 | 3 | 18 | 2 | 20
252 | LEO-C_18_4_2_5TM | 5TM | 3 | soilTemp | Temperature | degC | 2013-09-11 | 2016-01-15 | 4 | 18 | 2 | 20
253 | LEO-C_18_5_2_5TM | 5TM | 3 | soilTemp | Temperature | degC | 2013-09-11 | 2018-02-28 | 5 | 18 | 2 | 20
254 | LEO-C_20_-5_2_5TM | 5TM | 3 | soilTemp | Temperature | degC | 2013-09-11 | 2015-06-01 | -5 | 20 | 2 | 20
255 | LEO-C_20_-4_2_5TM | 5TM | 3 | soilTemp | Temperature | degC | 2013-09-11 | present | -4 | 20 | 2 | 20
256 | LEO-C_20_-3_2_5TM | 5TM | 3 | soilTemp | Temperature | degC | 2013-09-11 | 2023-05-26 | -3 | 20 | 2 | 20
257 | LEO-C_20_-2_2_5TM | 5TM | 3 | soilTemp | Temperature | degC | 2013-09-11 | 2022-08-16 | -2 | 20 | 2 | 20
258 | LEO-C_20_-1_2_5TM | 5TM | 3 | soilTemp | Temperature | degC | 2013-09-11 | 2017-11-18 | -1 | 20 | 2 | 20
259 | LEO-C_20_0_2_5TM | 5TM | 3 | soilTemp | Temperature | degC | 2013-09-15 | 2022-07-31 | 0 | 20 | 2 | 20
260 | LEO-C_20_1_2_5TM | 5TM | 3 | soilTemp | Temperature | degC | 2013-09-11 | 2022-12-12 | 1 | 20 | 2 | 20
261 | LEO-C_20_2_2_5TM | 5TM | 3 | soilTemp | Temperature | degC | 2013-09-11 | 2025-03-22 | 2 | 20 | 2 | 20
262 | LEO-C_20_3_2_5TM | 5TM | 3 | soilTemp | Temperature | degC | 2013-09-11 | 2022-12-18 | 3 | 20 | 2 | 20
263 | LEO-C_20_4_2_5TM | 5TM | 3 | soilTemp | Temperature | degC | 2013-09-11 | present | 4 | 20 | 2 | 20
264 | LEO-C_20_5_2_5TM | 5TM | 3 | soilTemp | Temperature | degC | 2013-09-11 | present | 5 | 20 | 2 | 20
265 | LEO-C_22_-5_2_5TM | 5TM | 3 | soilTemp | Temperature | degC | 2013-09-11 | 2019-05-22 | -5 | 22 | 2 | 20
266 | LEO-C_22_-4_2_5TM | 5TM | 3 | soilTemp | Temperature | degC | 2013-09-11 | present | -4 | 22 | 2 | 20
267 | LEO-C_22_-3_2_5TM | 5TM | 3 | soilTemp | Temperature | degC | 2013-09-11 | 2022-02-19 | -3 | 22 | 2 | 20
268 | LEO-C_22_-2_2_5TM | 5TM | 3 | soilTemp | Temperature | degC | 2013-09-11 | present | -2 | 22 | 2 | 20
269 | LEO-C_22_-1_2_5TM | 5TM | 3 | soilTemp | Temperature | degC | 2013-09-11 | 2018-01-21 | -1 | 22 | 2 | 20
270 | LEO-C_22_0_2_5TM | 5TM | 3 | soilTemp | Temperature | degC |  |  | 0 | 22 | 2 | 20
271 | LEO-C_22_1_2_5TM | 5TM | 3 | soilTemp | Temperature | degC | 2013-09-11 | 2024-05-28 | 1 | 22 | 2 | 20
272 | LEO-C_22_2_2_5TM | 5TM | 3 | soilTemp | Temperature | degC | 2013-09-11 | present | 2 | 22 | 2 | 20
273 | LEO-C_22_3_2_5TM | 5TM | 3 | soilTemp | Temperature | degC | 2013-09-11 | 2018-04-10 | 3 | 22 | 2 | 20
274 | LEO-C_22_4_2_5TM | 5TM | 3 | soilTemp | Temperature | degC | 2013-09-11 | present | 4 | 22 | 2 | 20
275 | LEO-C_22_5_2_5TM | 5TM | 3 | soilTemp | Temperature | degC | 2013-09-11 | 2023-05-24 | 5 | 22 | 2 | 20
276 | LEO-C_24_-5_2_5TM | 5TM | 3 | soilTemp | Temperature | degC | 2013-09-11 | 2014-05-11 | -5 | 24 | 2 | 20
277 | LEO-C_24_-4_2_5TM | 5TM | 3 | soilTemp | Temperature | degC | 2013-09-11 | present | -4 | 24 | 2 | 20
278 | LEO-C_24_-3_2_5TM | 5TM | 3 | soilTemp | Temperature | degC | 2013-09-11 | 2018-03-27 | -3 | 24 | 2 | 20
279 | LEO-C_24_-2_2_5TM | 5TM | 3 | soilTemp | Temperature | degC | 2013-09-11 | 2018-03-03 | -2 | 24 | 2 | 20
280 | LEO-C_24_-1_2_5TM | 5TM | 3 | soilTemp | Temperature | degC | 2013-09-11 | present | -1 | 24 | 2 | 20
281 | LEO-C_24_0_2_5TM | 5TM | 3 | soilTemp | Temperature | degC | 2013-09-11 | 2025-05-30 | 0 | 24 | 2 | 20
282 | LEO-C_24_1_2_5TM | 5TM | 3 | soilTemp | Temperature | degC | 2013-09-11 | present | 1 | 24 | 2 | 20
283 | LEO-C_24_2_2_5TM | 5TM | 3 | soilTemp | Temperature | degC | 2013-09-11 | 2018-06-27 | 2 | 24 | 2 | 20
284 | LEO-C_24_3_2_5TM | 5TM | 3 | soilTemp | Temperature | degC | 2013-09-11 | 2025-03-19 | 3 | 24 | 2 | 20
285 | LEO-C_24_4_2_5TM | 5TM | 3 | soilTemp | Temperature | degC | 2013-09-11 | 2025-06-17 | 4 | 24 | 2 | 20
286 | LEO-C_24_5_2_5TM | 5TM | 3 | soilTemp | Temperature | degC | 2013-09-11 | 2022-02-26 | 5 | 24 | 2 | 20
287 | LEO-C_26_-5_2_5TM | 5TM | 3 | soilTemp | Temperature | degC | 2013-09-11 | present | -5 | 26 | 2 | 20
288 | LEO-C_26_-4_2_5TM | 5TM | 3 | soilTemp | Temperature | degC | 2013-09-11 | 2025-11-22 | -4 | 26 | 2 | 20
289 | LEO-C_26_-3_2_5TM | 5TM | 3 | soilTemp | Temperature | degC | 2013-09-11 | present | -3 | 26 | 2 | 20
290 | LEO-C_26_-2_2_5TM | 5TM | 3 | soilTemp | Temperature | degC | 2013-09-11 | 2020-02-14 | -2 | 26 | 2 | 20
291 | LEO-C_26_-1_2_5TM | 5TM | 3 | soilTemp | Temperature | degC | 2013-09-11 | 2022-05-04 | -1 | 26 | 2 | 20
292 | LEO-C_26_0_2_5TM | 5TM | 3 | soilTemp | Temperature | degC | 2013-09-11 | 2025-04-01 | 0 | 26 | 2 | 20
293 | LEO-C_26_1_2_5TM | 5TM | 3 | soilTemp | Temperature | degC | 2013-09-11 | 2025-06-19 | 1 | 26 | 2 | 20
294 | LEO-C_26_2_2_5TM | 5TM | 3 | soilTemp | Temperature | degC | 2013-09-11 | present | 2 | 26 | 2 | 20
295 | LEO-C_26_3_2_5TM | 5TM | 3 | soilTemp | Temperature | degC | 2013-09-11 | 2018-02-28 | 3 | 26 | 2 | 20
296 | LEO-C_26_4_2_5TM | 5TM | 3 | soilTemp | Temperature | degC | 2013-09-11 | present | 4 | 26 | 2 | 20
297 | LEO-C_26_5_2_5TM | 5TM | 3 | soilTemp | Temperature | degC | 2013-09-11 | present | 5 | 26 | 2 | 20
298 | LEO-C_28_-5_2_5TM | 5TM | 3 | soilTemp | Temperature | degC |  |  | -5 | 28 | 2 | 20
299 | LEO-C_28_-4_2_5TM | 5TM | 3 | soilTemp | Temperature | degC | 2013-09-11 | 2025-04-28 | -4 | 28 | 2 | 20
300 | LEO-C_28_-3_2_5TM | 5TM | 3 | soilTemp | Temperature | degC | 2013-09-11 | present | -3 | 28 | 2 | 20
301 | LEO-C_28_-2_2_5TM | 5TM | 3 | soilTemp | Temperature | degC | 2013-09-11 | present | -2 | 28 | 2 | 20
302 | LEO-C_28_-1_2_5TM | 5TM | 3 | soilTemp | Temperature | degC | 2013-09-11 | 2022-02-16 | -1 | 28 | 2 | 20
303 | LEO-C_28_0_2_5TM | 5TM | 3 | soilTemp | Temperature | degC | 2013-09-11 | 2021-01-04 | 0 | 28 | 2 | 20
304 | LEO-C_28_1_2_5TM | 5TM | 3 | soilTemp | Temperature | degC | 2013-09-11 | present | 1 | 28 | 2 | 20
305 | LEO-C_28_2_2_5TM | 5TM | 3 | soilTemp | Temperature | degC | 2013-09-11 | 2018-11-29 | 2 | 28 | 2 | 20
306 | LEO-C_28_3_2_5TM | 5TM | 3 | soilTemp | Temperature | degC | 2013-09-11 | present | 3 | 28 | 2 | 20
307 | LEO-C_28_4_2_5TM | 5TM | 3 | soilTemp | Temperature | degC |  |  | 4 | 28 | 2 | 20
308 | LEO-C_28_5_2_5TM | 5TM | 3 | soilTemp | Temperature | degC | 2013-09-11 | 2014-06-21 | 5 | 28 | 2 | 20
309 | LEO-C_2_-5_3_5TM | 5TM | 3 | soilTemp | Temperature | degC | 2013-09-11 | 2020-03-02 | -5 | 2 | 3 | 35
310 | LEO-C_2_-3_3_5TM | 5TM | 3 | soilTemp | Temperature | degC | 2013-09-11 | 2024-04-08 | -3 | 2 | 3 | 35
311 | LEO-C_2_-1_3_5TM | 5TM | 3 | soilTemp | Temperature | degC | 2013-09-11 | 2021-01-29 | -1 | 2 | 3 | 35
312 | LEO-C_2_1_3_5TM | 5TM | 3 | soilTemp | Temperature | degC | 2013-09-11 | present | 1 | 2 | 3 | 35
313 | LEO-C_2_3_3_5TM | 5TM | 3 | soilTemp | Temperature | degC | 2013-09-11 | 2023-11-01 | 3 | 2 | 3 | 35
314 | LEO-C_2_5_3_5TM | 5TM | 3 | soilTemp | Temperature | degC | 2013-09-11 | 2014-07-07 | 5 | 2 | 3 | 35
315 | LEO-C_4_-4_3_5TM | 5TM | 3 | soilTemp | Temperature | degC | 2013-09-11 | present | -4 | 4 | 3 | 35
316 | LEO-C_4_-2_3_5TM | 5TM | 3 | soilTemp | Temperature | degC | 2013-09-11 | 2019-08-29 | -2 | 4 | 3 | 35
317 | LEO-C_4_2_3_5TM | 5TM | 3 | soilTemp | Temperature | degC | 2013-09-11 | 2018-03-06 | 2 | 4 | 3 | 35
318 | LEO-C_4_4_3_5TM | 5TM | 3 | soilTemp | Temperature | degC |  |  | 4 | 4 | 3 | 35
319 | LEO-C_6_-5_3_5TM | 5TM | 3 | soilTemp | Temperature | degC | 2013-09-11 | present | -5 | 6 | 3 | 35
320 | LEO-C_6_-3_3_5TM | 5TM | 3 | soilTemp | Temperature | degC | 2013-09-11 | present | -3 | 6 | 3 | 35
321 | LEO-C_6_-1_3_5TM | 5TM | 3 | soilTemp | Temperature | degC |  |  | -1 | 6 | 3 | 35
322 | LEO-C_6_1_3_5TM | 5TM | 3 | soilTemp | Temperature | degC | 2013-09-11 | 2018-02-28 | 1 | 6 | 3 | 35
323 | LEO-C_6_3_3_5TM | 5TM | 3 | soilTemp | Temperature | degC | 2013-09-11 | 2025-03-19 | 3 | 6 | 3 | 35
324 | LEO-C_6_5_3_5TM | 5TM | 3 | soilTemp | Temperature | degC | 2013-09-11 | 2025-03-19 | 5 | 6 | 3 | 35
325 | LEO-C_8_-4_3_5TM | 5TM | 3 | soilTemp | Temperature | degC | 2013-09-11 | present | -4 | 8 | 3 | 35
326 | LEO-C_8_-2_3_5TM | 5TM | 3 | soilTemp | Temperature | degC | 2013-09-11 | 2024-06-28 | -2 | 8 | 3 | 35
327 | LEO-C_8_0_3_5TM | 5TM | 3 | soilTemp | Temperature | degC | 2013-09-11 | present | 0 | 8 | 3 | 35
328 | LEO-C_8_2_3_5TM | 5TM | 3 | soilTemp | Temperature | degC |  |  | 2 | 8 | 3 | 35
329 | LEO-C_8_4_3_5TM | 5TM | 3 | soilTemp | Temperature | degC | 2013-09-11 | present | 4 | 8 | 3 | 35
330 | LEO-C_10_-5_3_5TM | 5TM | 3 | soilTemp | Temperature | degC | 2013-09-11 | 2024-06-07 | -5 | 10 | 3 | 35
331 | LEO-C_10_-3_3_5TM | 5TM | 3 | soilTemp | Temperature | degC | 2013-09-11 | present | -3 | 10 | 3 | 35
332 | LEO-C_10_-1_3_5TM | 5TM | 3 | soilTemp | Temperature | degC | 2013-09-11 | 2018-02-28 | -1 | 10 | 3 | 35
333 | LEO-C_10_1_3_5TM | 5TM | 3 | soilTemp | Temperature | degC | 2013-09-11 | present | 1 | 10 | 3 | 35
334 | LEO-C_10_3_3_5TM | 5TM | 3 | soilTemp | Temperature | degC | 2013-09-11 | present | 3 | 10 | 3 | 35
335 | LEO-C_10_5_3_5TM | 5TM | 3 | soilTemp | Temperature | degC | 2013-09-11 | 2014-06-14 | 5 | 10 | 3 | 35
336 | LEO-C_12_-2_3_5TM | 5TM | 3 | soilTemp | Temperature | degC | 2013-09-11 | present | -2 | 12 | 3 | 35
337 | LEO-C_12_0_3_5TM | 5TM | 3 | soilTemp | Temperature | degC | 2013-09-11 | present | 0 | 12 | 3 | 35
338 | LEO-C_12_2_3_5TM | 5TM | 3 | soilTemp | Temperature | degC | 2013-09-11 | 2018-02-28 | 2 | 12 | 3 | 35
339 | LEO-C_12_4_3_5TM | 5TM | 3 | soilTemp | Temperature | degC | 2013-09-11 | present | 4 | 12 | 3 | 35
340 | LEO-C_14_-5_3_5TM | 5TM | 3 | soilTemp | Temperature | degC | 2013-09-11 | 2021-08-21 | -5 | 14 | 3 | 35
341 | LEO-C_14_-3_3_5TM | 5TM | 3 | soilTemp | Temperature | degC | 2013-09-11 | 2014-06-23 | -3 | 14 | 3 | 35
342 | LEO-C_14_-1_3_5TM | 5TM | 3 | soilTemp | Temperature | degC | 2013-09-11 | 2025-04-03 | -1 | 14 | 3 | 35
343 | LEO-C_14_1_3_5TM | 5TM | 3 | soilTemp | Temperature | degC | 2013-09-11 | 2025-01-13 | 1 | 14 | 3 | 35
344 | LEO-C_14_3_3_5TM | 5TM | 3 | soilTemp | Temperature | degC | 2013-09-11 | present | 3 | 14 | 3 | 35
345 | LEO-C_14_5_3_5TM | 5TM | 3 | soilTemp | Temperature | degC | 2013-09-11 | 2017-12-11 | 5 | 14 | 3 | 35
346 | LEO-C_16_-4_3_5TM | 5TM | 3 | soilTemp | Temperature | degC | 2013-09-11 | 2025-04-01 | -4 | 16 | 3 | 35
347 | LEO-C_16_-2_3_5TM | 5TM | 3 | soilTemp | Temperature | degC | 2013-09-11 | 2025-04-03 | -2 | 16 | 3 | 35
348 | LEO-C_16_0_3_5TM | 5TM | 3 | soilTemp | Temperature | degC | 2013-09-12 | 2022-02-25 | 0 | 16 | 3 | 35
349 | LEO-C_16_2_3_5TM | 5TM | 3 | soilTemp | Temperature | degC | 2013-09-11 | present | 2 | 16 | 3 | 35
350 | LEO-C_16_4_3_5TM | 5TM | 3 | soilTemp | Temperature | degC | 2013-09-11 | present | 4 | 16 | 3 | 35
351 | LEO-C_18_-5_3_5TM | 5TM | 3 | soilTemp | Temperature | degC | 2013-09-11 | 2018-02-28 | -5 | 18 | 3 | 35
352 | LEO-C_18_-3_3_5TM | 5TM | 3 | soilTemp | Temperature | degC | 2013-09-11 | 2018-01-29 | -3 | 18 | 3 | 35
353 | LEO-C_18_-1_3_5TM | 5TM | 3 | soilTemp | Temperature | degC | 2013-09-11 | present | -1 | 18 | 3 | 35
354 | LEO-C_18_1_3_5TM | 5TM | 3 | soilTemp | Temperature | degC | 2013-09-11 | 2016-01-15 | 1 | 18 | 3 | 35
355 | LEO-C_18_3_3_5TM | 5TM | 3 | soilTemp | Temperature | degC | 2013-09-11 | 2025-08-30 | 3 | 18 | 3 | 35
356 | LEO-C_18_5_3_5TM | 5TM | 3 | soilTemp | Temperature | degC | 2013-09-11 | present | 5 | 18 | 3 | 35
357 | LEO-C_20_-4_3_5TM | 5TM | 3 | soilTemp | Temperature | degC | 2013-09-11 | present | -4 | 20 | 3 | 35
358 | LEO-C_20_-2_3_5TM | 5TM | 3 | soilTemp | Temperature | degC | 2013-09-11 | 2018-01-02 | -2 | 20 | 3 | 35
359 | LEO-C_20_0_3_5TM | 5TM | 3 | soilTemp | Temperature | degC | 2013-09-23 | 2020-08-17 | 0 | 20 | 3 | 35
360 | LEO-C_20_2_3_5TM | 5TM | 3 | soilTemp | Temperature | degC | 2013-09-11 | 2016-08-17 | 2 | 20 | 3 | 35
361 | LEO-C_20_4_3_5TM | 5TM | 3 | soilTemp | Temperature | degC | 2013-09-11 | 2015-05-31 | 4 | 20 | 3 | 35
362 | LEO-C_22_-5_3_5TM | 5TM | 3 | soilTemp | Temperature | degC | 2013-09-11 | present | -5 | 22 | 3 | 35
363 | LEO-C_22_-3_3_5TM | 5TM | 3 | soilTemp | Temperature | degC | 2013-09-11 | present | -3 | 22 | 3 | 35
364 | LEO-C_22_-1_3_5TM | 5TM | 3 | soilTemp | Temperature | degC | 2013-09-11 | 2018-02-28 | -1 | 22 | 3 | 35
365 | LEO-C_22_1_3_5TM | 5TM | 3 | soilTemp | Temperature | degC | 2013-09-11 | 2025-10-06 | 1 | 22 | 3 | 35
366 | LEO-C_22_3_3_5TM | 5TM | 3 | soilTemp | Temperature | degC | 2013-09-11 | 2018-03-04 | 3 | 22 | 3 | 35
367 | LEO-C_22_5_3_5TM | 5TM | 3 | soilTemp | Temperature | degC | 2013-09-11 | 2021-09-03 | 5 | 22 | 3 | 35
368 | LEO-C_24_-4_3_5TM | 5TM | 3 | soilTemp | Temperature | degC | 2013-09-11 | 2013-09-23 | -4 | 24 | 3 | 35
369 | LEO-C_24_-2_3_5TM | 5TM | 3 | soilTemp | Temperature | degC | 2013-09-11 | 2016-07-25 | -2 | 24 | 3 | 35
370 | LEO-C_24_0_3_5TM | 5TM | 3 | soilTemp | Temperature | degC | 2013-09-11 | 2020-11-24 | 0 | 24 | 3 | 35
371 | LEO-C_24_2_3_5TM | 5TM | 3 | soilTemp | Temperature | degC | 2013-09-11 | present | 2 | 24 | 3 | 35
372 | LEO-C_24_4_3_5TM | 5TM | 3 | soilTemp | Temperature | degC | 2013-09-11 | 2016-12-07 | 4 | 24 | 3 | 35
373 | LEO-C_26_-5_3_5TM | 5TM | 3 | soilTemp | Temperature | degC | 2013-09-11 | present | -5 | 26 | 3 | 35
374 | LEO-C_26_-3_3_5TM | 5TM | 3 | soilTemp | Temperature | degC | 2013-09-11 | 2024-07-08 | -3 | 26 | 3 | 35
375 | LEO-C_26_-1_3_5TM | 5TM | 3 | soilTemp | Temperature | degC | 2013-09-11 | 2020-01-15 | -1 | 26 | 3 | 35
376 | LEO-C_26_1_3_5TM | 5TM | 3 | soilTemp | Temperature | degC | 2013-09-11 | present | 1 | 26 | 3 | 35
377 | LEO-C_26_3_3_5TM | 5TM | 3 | soilTemp | Temperature | degC | 2013-09-11 | present | 3 | 26 | 3 | 35
378 | LEO-C_26_5_3_5TM | 5TM | 3 | soilTemp | Temperature | degC | 2013-09-11 | present | 5 | 26 | 3 | 35
379 | LEO-C_28_-4_3_5TM | 5TM | 3 | soilTemp | Temperature | degC | 2013-09-11 | present | -4 | 28 | 3 | 35
380 | LEO-C_28_-2_3_5TM | 5TM | 3 | soilTemp | Temperature | degC | 2013-09-11 | 2025-08-10 | -2 | 28 | 3 | 35
381 | LEO-C_28_0_3_5TM | 5TM | 3 | soilTemp | Temperature | degC |  |  | 0 | 28 | 3 | 35
382 | LEO-C_28_2_3_5TM | 5TM | 3 | soilTemp | Temperature | degC | 2013-09-11 | present | 2 | 28 | 3 | 35
383 | LEO-C_28_4_3_5TM | 5TM | 3 | soilTemp | Temperature | degC | 2013-09-11 | 2025-03-26 | 4 | 28 | 3 | 35
384 | LEO-C_2_-4_4_5TM | 5TM | 3 | soilTemp | Temperature | degC | 2013-09-11 | present | -4 | 2 | 4 | 50
385 | LEO-C_2_-2_4_5TM | 5TM | 3 | soilTemp | Temperature | degC | 2013-09-11 | 2020-02-13 | -2 | 2 | 4 | 50
386 | LEO-C_2_0_4_5TM | 5TM | 3 | soilTemp | Temperature | degC | 2013-09-11 | 2016-12-07 | 0 | 2 | 4 | 50
387 | LEO-C_2_2_4_5TM | 5TM | 3 | soilTemp | Temperature | degC | 2013-09-11 | 2017-05-07 | 2 | 2 | 4 | 50
388 | LEO-C_2_4_4_5TM | 5TM | 3 | soilTemp | Temperature | degC | 2013-09-11 | present | 4 | 2 | 4 | 50
389 | LEO-C_4_-5_4_5TM | 5TM | 3 | soilTemp | Temperature | degC | 2013-09-11 | 2020-11-09 | -5 | 4 | 4 | 50
390 | LEO-C_4_-3_4_5TM | 5TM | 3 | soilTemp | Temperature | degC | 2013-09-11 | present | -3 | 4 | 4 | 50
391 | LEO-C_4_-1_4_5TM | 5TM | 3 | soilTemp | Temperature | degC | 2013-09-11 | 2021-01-29 | -1 | 4 | 4 | 50
392 | LEO-C_4_0_4_5TM | 5TM | 3 | soilTemp | Temperature | degC | 2013-09-11 | present | 0 | 4 | 4 | 50
393 | LEO-C_4_1_4_5TM | 5TM | 3 | soilTemp | Temperature | degC | 2013-09-11 | 2022-03-26 | 1 | 4 | 4 | 50
394 | LEO-C_4_3_4_5TM | 5TM | 3 | soilTemp | Temperature | degC | 2013-09-11 | present | 3 | 4 | 4 | 50
395 | LEO-C_4_5_4_5TM | 5TM | 3 | soilTemp | Temperature | degC | 2013-09-11 | present | 5 | 4 | 4 | 50
396 | LEO-C_6_-4_4_5TM | 5TM | 3 | soilTemp | Temperature | degC | 2013-09-11 | present | -4 | 6 | 4 | 50
397 | LEO-C_6_-2_4_5TM | 5TM | 3 | soilTemp | Temperature | degC | 2013-09-11 | 2022-08-09 | -2 | 6 | 4 | 50
398 | LEO-C_6_0_4_5TM | 5TM | 3 | soilTemp | Temperature | degC | 2013-09-11 | present | 0 | 6 | 4 | 50
399 | LEO-C_6_2_4_5TM | 5TM | 3 | soilTemp | Temperature | degC | 2013-09-12 | present | 2 | 6 | 4 | 50
400 | LEO-C_6_4_4_5TM | 5TM | 3 | soilTemp | Temperature | degC | 2013-09-11 | 2024-05-03 | 4 | 6 | 4 | 50
401 | LEO-C_8_-5_4_5TM | 5TM | 3 | soilTemp | Temperature | degC | 2013-09-11 | 2016-07-25 | -5 | 8 | 4 | 50
402 | LEO-C_8_-3_4_5TM | 5TM | 3 | soilTemp | Temperature | degC | 2013-09-11 | present | -3 | 8 | 4 | 50
403 | LEO-C_8_-1_4_5TM | 5TM | 3 | soilTemp | Temperature | degC | 2013-09-11 | present | -1 | 8 | 4 | 50
404 | LEO-C_8_1_4_5TM | 5TM | 3 | soilTemp | Temperature | degC | 2013-09-21 | 2022-03-18 | 1 | 8 | 4 | 50
405 | LEO-C_8_3_4_5TM | 5TM | 3 | soilTemp | Temperature | degC | 2013-09-11 | 2024-03-16 | 3 | 8 | 4 | 50
406 | LEO-C_8_5_4_5TM | 5TM | 3 | soilTemp | Temperature | degC |  |  | 5 | 8 | 4 | 50
407 | LEO-C_10_-4_4_5TM | 5TM | 3 | soilTemp | Temperature | degC | 2013-09-11 | present | -4 | 10 | 4 | 50
408 | LEO-C_10_-2_4_5TM | 5TM | 3 | soilTemp | Temperature | degC | 2013-09-11 | present | -2 | 10 | 4 | 50
409 | LEO-C_10_0_4_5TM | 5TM | 3 | soilTemp | Temperature | degC | 2013-09-11 | 2025-04-26 | 0 | 10 | 4 | 50
410 | LEO-C_10_2_4_5TM | 5TM | 3 | soilTemp | Temperature | degC | 2013-09-11 | 2017-12-11 | 2 | 10 | 4 | 50
411 | LEO-C_10_4_4_5TM | 5TM | 3 | soilTemp | Temperature | degC | 2013-09-11 | present | 4 | 10 | 4 | 50
412 | LEO-C_12_-5_4_5TM | 5TM | 3 | soilTemp | Temperature | degC |  |  | -5 | 12 | 4 | 50
413 | LEO-C_12_-4_3_5TM | 5TM | 3 | soilTemp | Temperature | degC | 2013-09-11 | present | -4 | 12 | 3 | 35
414 | LEO-C_12_-3_4_5TM | 5TM | 3 | soilTemp | Temperature | degC | 2013-09-11 | present | -3 | 12 | 4 | 50
415 | LEO-C_12_-1_4_5TM | 5TM | 3 | soilTemp | Temperature | degC | 2013-09-11 | present | -1 | 12 | 4 | 50
416 | LEO-C_12_1_4_5TM | 5TM | 3 | soilTemp | Temperature | degC | 2013-09-11 | 2025-06-29 | 1 | 12 | 4 | 50
417 | LEO-C_12_3_4_5TM | 5TM | 3 | soilTemp | Temperature | degC | 2013-09-11 | present | 3 | 12 | 4 | 50
418 | LEO-C_12_5_4_5TM | 5TM | 3 | soilTemp | Temperature | degC | 2013-09-11 | present | 5 | 12 | 4 | 50
419 | LEO-C_14_-4_4_5TM | 5TM | 3 | soilTemp | Temperature | degC | 2013-09-11 | 2016-08-03 | -4 | 14 | 4 | 50
420 | LEO-C_14_-2_4_5TM | 5TM | 3 | soilTemp | Temperature | degC | 2013-09-11 | 2017-12-11 | -2 | 14 | 4 | 50
421 | LEO-C_14_0_4_5TM | 5TM | 3 | soilTemp | Temperature | degC | 2013-09-11 | 2017-03-12 | 0 | 14 | 4 | 50
422 | LEO-C_14_2_4_5TM | 5TM | 3 | soilTemp | Temperature | degC | 2013-09-11 | present | 2 | 14 | 4 | 50
423 | LEO-C_14_4_4_5TM | 5TM | 3 | soilTemp | Temperature | degC | 2013-09-11 | present | 4 | 14 | 4 | 50
424 | LEO-C_16_-5_4_5TM | 5TM | 3 | soilTemp | Temperature | degC | 2013-09-11 | 2022-03-01 | -5 | 16 | 4 | 50
425 | LEO-C_16_-3_4_5TM | 5TM | 3 | soilTemp | Temperature | degC | 2013-09-11 | 2016-12-07 | -3 | 16 | 4 | 50
426 | LEO-C_16_-1_4_5TM | 5TM | 3 | soilTemp | Temperature | degC | 2013-09-11 | present | -1 | 16 | 4 | 50
427 | LEO-C_16_1_4_5TM | 5TM | 3 | soilTemp | Temperature | degC | 2013-09-11 | 2017-02-28 | 1 | 16 | 4 | 50
428 | LEO-C_16_3_4_5TM | 5TM | 3 | soilTemp | Temperature | degC | 2013-09-11 | 2018-02-28 | 3 | 16 | 4 | 50
429 | LEO-C_16_5_4_5TM | 5TM | 3 | soilTemp | Temperature | degC | 2013-09-11 | present | 5 | 16 | 4 | 50
430 | LEO-C_18_-4_4_5TM | 5TM | 3 | soilTemp | Temperature | degC | 2013-09-11 | 2018-07-26 | -4 | 18 | 4 | 50
431 | LEO-C_18_-2_4_5TM | 5TM | 3 | soilTemp | Temperature | degC | 2013-09-11 | 2018-02-28 | -2 | 18 | 4 | 50
432 | LEO-C_18_0_4_5TM | 5TM | 3 | soilTemp | Temperature | degC | 2013-09-11 | present | 0 | 18 | 4 | 50
433 | LEO-C_18_2_4_5TM | 5TM | 3 | soilTemp | Temperature | degC | 2013-09-11 | 2022-12-15 | 2 | 18 | 4 | 50
434 | LEO-C_18_4_4_5TM | 5TM | 3 | soilTemp | Temperature | degC | 2013-09-11 | 2025-03-22 | 4 | 18 | 4 | 50
435 | LEO-C_20_-5_4_5TM | 5TM | 3 | soilTemp | Temperature | degC | 2013-09-11 | 2017-12-05 | -5 | 20 | 4 | 50
436 | LEO-C_20_-3_4_5TM | 5TM | 3 | soilTemp | Temperature | degC | 2013-09-11 | present | -3 | 20 | 4 | 50
437 | LEO-C_20_-1_4_5TM | 5TM | 3 | soilTemp | Temperature | degC | 2013-09-11 | 2018-01-29 | -1 | 20 | 4 | 50
438 | LEO-C_20_1_4_5TM | 5TM | 3 | soilTemp | Temperature | degC | 2013-09-11 | 2025-03-22 | 1 | 20 | 4 | 50
439 | LEO-C_20_3_4_5TM | 5TM | 3 | soilTemp | Temperature | degC | 2013-09-11 | 2025-06-15 | 3 | 20 | 4 | 50
440 | LEO-C_20_5_4_5TM | 5TM | 3 | soilTemp | Temperature | degC | 2013-09-11 | 2017-01-10 | 5 | 20 | 4 | 50
441 | LEO-C_22_-4_4_5TM | 5TM | 3 | soilTemp | Temperature | degC | 2013-09-11 | 2017-08-24 | -4 | 22 | 4 | 50
442 | LEO-C_22_-2_4_5TM | 5TM | 3 | soilTemp | Temperature | degC | 2013-09-11 | 2016-01-15 | -2 | 22 | 4 | 50
443 | LEO-C_22_0_4_5TM | 5TM | 3 | soilTemp | Temperature | degC | 2013-09-11 | 2017-12-11 | 0 | 22 | 4 | 50
444 | LEO-C_22_2_4_5TM | 5TM | 3 | soilTemp | Temperature | degC | 2013-09-11 | 2025-06-17 | 2 | 22 | 4 | 50
445 | LEO-C_22_4_4_5TM | 5TM | 3 | soilTemp | Temperature | degC | 2013-09-11 | 2025-03-14 | 4 | 22 | 4 | 50
446 | LEO-C_24_-5_4_5TM | 5TM | 3 | soilTemp | Temperature | degC | 2013-09-11 | 2018-02-28 | -5 | 24 | 4 | 50
447 | LEO-C_24_-3_4_5TM | 5TM | 3 | soilTemp | Temperature | degC |  |  | -3 | 24 | 4 | 50
448 | LEO-C_24_-1_4_5TM | 5TM | 3 | soilTemp | Temperature | degC | 2013-09-11 | 2025-03-14 | -1 | 24 | 4 | 50
449 | LEO-C_24_1_4_5TM | 5TM | 3 | soilTemp | Temperature | degC | 2013-09-11 | 2025-03-14 | 1 | 24 | 4 | 50
450 | LEO-C_24_3_4_5TM | 5TM | 3 | soilTemp | Temperature | degC | 2013-09-11 | 2018-03-27 | 3 | 24 | 4 | 50
451 | LEO-C_24_5_4_5TM | 5TM | 3 | soilTemp | Temperature | degC | 2013-09-11 | present | 5 | 24 | 4 | 50
452 | LEO-C_26_-4_4_5TM | 5TM | 3 | soilTemp | Temperature | degC | 2013-09-11 | 2016-09-09 | -4 | 26 | 4 | 50
453 | LEO-C_26_-2_4_5TM | 5TM | 3 | soilTemp | Temperature | degC | 2013-09-11 | present | -2 | 26 | 4 | 50
454 | LEO-C_26_0_4_5TM | 5TM | 3 | soilTemp | Temperature | degC | 2013-09-11 | 2018-03-06 | 0 | 26 | 4 | 50
455 | LEO-C_26_2_4_5TM | 5TM | 3 | soilTemp | Temperature | degC | 2013-09-11 | present | 2 | 26 | 4 | 50
456 | LEO-C_26_4_4_5TM | 5TM | 3 | soilTemp | Temperature | degC | 2013-09-11 | 2018-02-28 | 4 | 26 | 4 | 50
457 | LEO-C_28_-5_4_5TM | 5TM | 3 | soilTemp | Temperature | degC | 2013-09-11 | 2025-03-10 | -5 | 28 | 4 | 50
458 | LEO-C_28_-3_4_5TM | 5TM | 3 | soilTemp | Temperature | degC | 2013-09-11 | present | -3 | 28 | 4 | 50
459 | LEO-C_28_-1_4_5TM | 5TM | 3 | soilTemp | Temperature | degC | 2013-09-11 | present | -1 | 28 | 4 | 50
460 | LEO-C_28_1_4_5TM | 5TM | 3 | soilTemp | Temperature | degC | 2013-09-11 | 2024-12-07 | 1 | 28 | 4 | 50
461 | LEO-C_28_3_4_5TM | 5TM | 3 | soilTemp | Temperature | degC |  |  | 3 | 28 | 4 | 50
462 | LEO-C_28_5_4_5TM | 5TM | 3 | soilTemp | Temperature | degC | 2013-09-11 | present | 5 | 28 | 4 | 50
463 | LEO-C_2_-4_5_5TM | 5TM | 3 | soilTemp | Temperature | degC | 2013-09-11 | 2024-07-02 | -4 | 2 | 5 | 85
464 | LEO-C_2_-2_5_5TM | 5TM | 3 | soilTemp | Temperature | degC | 2013-09-11 | present | -2 | 2 | 5 | 85
465 | LEO-C_2_0_5_5TM | 5TM | 3 | soilTemp | Temperature | degC | 2013-09-11 | 2025-03-10 | 0 | 2 | 5 | 85
466 | LEO-C_2_2_5_5TM | 5TM | 3 | soilTemp | Temperature | degC | 2013-09-11 | 2018-03-06 | 2 | 2 | 5 | 85
467 | LEO-C_2_4_5_5TM | 5TM | 3 | soilTemp | Temperature | degC | 2013-09-11 | present | 4 | 2 | 5 | 85
468 | LEO-C_4_0_5_5TM | 5TM | 3 | soilTemp | Temperature | degC | 2013-09-11 | 2024-07-10 | 0 | 4 | 5 | 85
469 | LEO-C_6_-4_5_5TM | 5TM | 3 | soilTemp | Temperature | degC | 2013-09-11 | 2025-03-31 | -4 | 6 | 5 | 85
470 | LEO-C_6_-2_5_5TM | 5TM | 3 | soilTemp | Temperature | degC | 2013-09-11 | 2017-11-08 | -2 | 6 | 5 | 85
471 | LEO-C_6_0_5_5TM | 5TM | 3 | soilTemp | Temperature | degC | 2013-09-11 | present | 0 | 6 | 5 | 85
472 | LEO-C_6_2_5_5TM | 5TM | 3 | soilTemp | Temperature | degC | 2013-09-12 | 2021-12-17 | 2 | 6 | 5 | 85
473 | LEO-C_6_4_5_5TM | 5TM | 3 | soilTemp | Temperature | degC | 2013-09-11 | present | 4 | 6 | 5 | 85
474 | LEO-C_10_-4_5_5TM | 5TM | 3 | soilTemp | Temperature | degC | 2013-09-11 | 2025-01-27 | -4 | 10 | 5 | 85
475 | LEO-C_10_-2_5_5TM | 5TM | 3 | soilTemp | Temperature | degC | 2013-09-11 | 2025-03-31 | -2 | 10 | 5 | 85
476 | LEO-C_10_0_5_5TM | 5TM | 3 | soilTemp | Temperature | degC | 2013-09-11 | 2025-03-26 | 0 | 10 | 5 | 85
477 | LEO-C_10_2_5_5TM | 5TM | 3 | soilTemp | Temperature | degC | 2014-06-11 | 2015-01-12 | 2 | 10 | 5 | 85
478 | LEO-C_10_4_5_5TM | 5TM | 3 | soilTemp | Temperature | degC | 2013-09-11 | 2018-07-26 | 4 | 10 | 5 | 85
479 | LEO-C_14_-4_5_5TM | 5TM | 3 | soilTemp | Temperature | degC | 2013-09-11 | 2018-01-29 | -4 | 14 | 5 | 85
480 | LEO-C_14_-2_5_5TM | 5TM | 3 | soilTemp | Temperature | degC | 2013-09-11 | 2021-08-22 | -2 | 14 | 5 | 85
481 | LEO-C_14_0_5_5TM | 5TM | 3 | soilTemp | Temperature | degC | 2013-09-11 | 2024-04-14 | 0 | 14 | 5 | 85
482 | LEO-C_14_2_5_5TM | 5TM | 3 | soilTemp | Temperature | degC | 2013-09-11 | 2022-05-09 | 2 | 14 | 5 | 85
483 | LEO-C_14_4_5_5TM | 5TM | 3 | soilTemp | Temperature | degC | 2013-09-11 | present | 4 | 14 | 5 | 85
484 | LEO-C_18_-4_5_5TM | 5TM | 3 | soilTemp | Temperature | degC | 2013-09-11 | present | -4 | 18 | 5 | 85
485 | LEO-C_18_-2_5_5TM | 5TM | 3 | soilTemp | Temperature | degC | 2013-09-11 | 2014-02-03 | -2 | 18 | 5 | 85
486 | LEO-C_18_0_5_5TM | 5TM | 3 | soilTemp | Temperature | degC | 2013-09-15 | 2023-03-25 | 0 | 18 | 5 | 85
487 | LEO-C_18_2_5_5TM | 5TM | 3 | soilTemp | Temperature | degC | 2013-09-11 | present | 2 | 18 | 5 | 85
488 | LEO-C_18_4_5_5TM | 5TM | 3 | soilTemp | Temperature | degC | 2013-09-11 | present | 4 | 18 | 5 | 85
489 | LEO-C_22_-4_5_5TM | 5TM | 3 | soilTemp | Temperature | degC | 2013-09-11 | present | -4 | 22 | 5 | 85
490 | LEO-C_22_-2_5_5TM | 5TM | 3 | soilTemp | Temperature | degC | 2013-09-11 | 2023-06-23 | -2 | 22 | 5 | 85
491 | LEO-C_22_0_5_5TM | 5TM | 3 | soilTemp | Temperature | degC | 2013-09-11 | 2016-12-07 | 0 | 22 | 5 | 85
492 | LEO-C_22_2_5_5TM | 5TM | 3 | soilTemp | Temperature | degC | 2013-09-11 | 2015-01-12 | 2 | 22 | 5 | 85
493 | LEO-C_22_4_5_5TM | 5TM | 3 | soilTemp | Temperature | degC | 2013-09-11 | 2018-04-10 | 4 | 22 | 5 | 85
494 | LEO-C_26_-2_5_5TM | 5TM | 3 | soilTemp | Temperature | degC | 2014-06-11 | 2015-01-12 | -2 | 26 | 5 | 85
495 | LEO-C_26_0_5_5TM | 5TM | 3 | soilTemp | Temperature | degC | 2013-09-11 | present | 0 | 26 | 5 | 85
496 | LEO-C_26_2_5_5TM | 5TM | 3 | soilTemp | Temperature | degC | 2013-09-11 | present | 2 | 26 | 5 | 85
1 | LEO-C_2_-5_1_5TM | 5TM | 4 | bulkPerm | Permittivity | - | 2013-09-11 | 2020-09-14 | -5 | 2 | 1 | 5
2 | LEO-C_2_-4_1_5TM | 5TM | 4 | bulkPerm | Permittivity | - | 2013-09-11 | 2018-09-25 | -4 | 2 | 1 | 5
3 | LEO-C_2_-3_1_5TM | 5TM | 4 | bulkPerm | Permittivity | - | 2013-09-11 | 2018-02-28 | -3 | 2 | 1 | 5
4 | LEO-C_2_-2_1_5TM | 5TM | 4 | bulkPerm | Permittivity | - | 2013-09-11 | present | -2 | 2 | 1 | 5
5 | LEO-C_2_-1_1_5TM | 5TM | 4 | bulkPerm | Permittivity | - | 2013-09-11 | 2018-05-22 | -1 | 2 | 1 | 5
6 | LEO-C_2_0_1_5TM | 5TM | 4 | bulkPerm | Permittivity | - | 2013-09-11 | 2023-03-16 | 0 | 2 | 1 | 5
7 | LEO-C_2_1_1_5TM | 5TM | 4 | bulkPerm | Permittivity | - | 2013-09-11 | 2018-11-09 | 1 | 2 | 1 | 5
8 | LEO-C_2_2_1_5TM | 5TM | 4 | bulkPerm | Permittivity | - | 2013-09-11 | present | 2 | 2 | 1 | 5
9 | LEO-C_2_3_1_5TM | 5TM | 4 | bulkPerm | Permittivity | - | 2013-09-11 | 2017-12-09 | 3 | 2 | 1 | 5
10 | LEO-C_2_4_1_5TM | 5TM | 4 | bulkPerm | Permittivity | - | 2013-09-11 | 2018-05-08 | 4 | 2 | 1 | 5
11 | LEO-C_2_5_1_5TM | 5TM | 4 | bulkPerm | Permittivity | - | 2013-09-11 | 2019-08-02 | 5 | 2 | 1 | 5
12 | LEO-C_4_-5_1_5TM | 5TM | 4 | bulkPerm | Permittivity | - | 2013-09-11 | 2017-11-04 | -5 | 4 | 1 | 5
13 | LEO-C_4_-4_1_5TM | 5TM | 4 | bulkPerm | Permittivity | - | 2013-09-11 | 2019-05-16 | -4 | 4 | 1 | 5
14 | LEO-C_4_-3_1_5TM | 5TM | 4 | bulkPerm | Permittivity | - | 2013-09-11 | 2020-09-04 | -3 | 4 | 1 | 5
15 | LEO-C_4_-2_1_5TM | 5TM | 4 | bulkPerm | Permittivity | - | 2013-09-11 | 2020-07-02 | -2 | 4 | 1 | 5
16 | LEO-C_4_-1_1_5TM | 5TM | 4 | bulkPerm | Permittivity | - | 2013-09-11 | 2019-04-19 | -1 | 4 | 1 | 5
17 | LEO-C_4_0_1_5TM | 5TM | 4 | bulkPerm | Permittivity | - | 2013-09-11 | 2015-08-01 | 0 | 4 | 1 | 5
18 | LEO-C_4_1_1_5TM | 5TM | 4 | bulkPerm | Permittivity | - | 2013-09-11 | 2018-03-06 | 1 | 4 | 1 | 5
19 | LEO-C_4_2_1_5TM | 5TM | 4 | bulkPerm | Permittivity | - | 2013-09-11 | 2023-03-27 | 2 | 4 | 1 | 5
20 | LEO-C_4_3_1_5TM | 5TM | 4 | bulkPerm | Permittivity | - | 2013-09-11 | 2024-07-11 | 3 | 4 | 1 | 5
21 | LEO-C_4_4_1_5TM | 5TM | 4 | bulkPerm | Permittivity | - | 2013-09-11 | 2019-04-19 | 4 | 4 | 1 | 5
22 | LEO-C_4_5_1_5TM | 5TM | 4 | bulkPerm | Permittivity | - | 2013-09-11 | 2025-11-01 | 5 | 4 | 1 | 5
23 | LEO-C_6_-5_1_5TM | 5TM | 4 | bulkPerm | Permittivity | - | 2013-09-11 | 2025-03-31 | -5 | 6 | 1 | 5
24 | LEO-C_6_-4_1_5TM | 5TM | 4 | bulkPerm | Permittivity | - | 2013-09-11 | 2019-01-13 | -4 | 6 | 1 | 5
25 | LEO-C_6_-3_1_5TM | 5TM | 4 | bulkPerm | Permittivity | - | 2013-09-11 | present | -3 | 6 | 1 | 5
26 | LEO-C_6_-2_1_5TM | 5TM | 4 | bulkPerm | Permittivity | - | 2013-09-11 | present | -2 | 6 | 1 | 5
27 | LEO-C_6_-1_1_5TM | 5TM | 4 | bulkPerm | Permittivity | - | 2013-09-11 | 2019-09-15 | -1 | 6 | 1 | 5
28 | LEO-C_6_0_1_5TM | 5TM | 4 | bulkPerm | Permittivity | - | 2013-09-11 | 2021-02-16 | 0 | 6 | 1 | 5
29 | LEO-C_6_1_1_5TM | 5TM | 4 | bulkPerm | Permittivity | - | 2013-09-11 | 2020-05-26 | 1 | 6 | 1 | 5
30 | LEO-C_6_2_1_5TM | 5TM | 4 | bulkPerm | Permittivity | - | 2013-09-11 | 2019-04-19 | 2 | 6 | 1 | 5
31 | LEO-C_6_3_1_5TM | 5TM | 4 | bulkPerm | Permittivity | - | 2013-09-11 | 2019-08-12 | 3 | 6 | 1 | 5
32 | LEO-C_6_4_1_5TM | 5TM | 4 | bulkPerm | Permittivity | - | 2013-09-12 | 2020-03-01 | 4 | 6 | 1 | 5
33 | LEO-C_6_5_1_5TM | 5TM | 4 | bulkPerm | Permittivity | - | 2013-09-11 | 2024-01-14 | 5 | 6 | 1 | 5
34 | LEO-C_8_-5_1_5TM | 5TM | 4 | bulkPerm | Permittivity | - | 2013-09-11 | present | -5 | 8 | 1 | 5
35 | LEO-C_8_-4_1_5TM | 5TM | 4 | bulkPerm | Permittivity | - | 2013-09-11 | 2022-06-13 | -4 | 8 | 1 | 5
36 | LEO-C_8_-3_1_5TM | 5TM | 4 | bulkPerm | Permittivity | - | 2013-09-11 | 2019-08-03 | -3 | 8 | 1 | 5
37 | LEO-C_8_-2_1_5TM | 5TM | 4 | bulkPerm | Permittivity | - | 2013-09-11 | 2018-07-26 | -2 | 8 | 1 | 5
38 | LEO-C_8_-1_1_5TM | 5TM | 4 | bulkPerm | Permittivity | - | 2013-09-11 | 2020-08-05 | -1 | 8 | 1 | 5
39 | LEO-C_8_0_1_5TM | 5TM | 4 | bulkPerm | Permittivity | - | 2013-09-11 | 2017-08-24 | 0 | 8 | 1 | 5
40 | LEO-C_8_1_1_5TM | 5TM | 4 | bulkPerm | Permittivity | - | 2013-09-11 | 2018-06-14 | 1 | 8 | 1 | 5
41 | LEO-C_8_2_1_5TM | 5TM | 4 | bulkPerm | Permittivity | - | 2013-09-11 | 2018-02-28 | 2 | 8 | 1 | 5
42 | LEO-C_8_3_1_5TM | 5TM | 4 | bulkPerm | Permittivity | - | 2013-09-11 | 2018-08-02 | 3 | 8 | 1 | 5
43 | LEO-C_8_4_1_5TM | 5TM | 4 | bulkPerm | Permittivity | - | 2013-09-11 | 2023-01-29 | 4 | 8 | 1 | 5
44 | LEO-C_8_5_1_5TM | 5TM | 4 | bulkPerm | Permittivity | - | 2013-09-11 | 2024-06-19 | 5 | 8 | 1 | 5
45 | LEO-C_10_-5_1_5TM | 5TM | 4 | bulkPerm | Permittivity | - | 2013-09-11 | 2022-03-01 | -5 | 10 | 1 | 5
46 | LEO-C_10_-4_1_5TM | 5TM | 4 | bulkPerm | Permittivity | - | 2013-09-11 | 2018-06-23 | -4 | 10 | 1 | 5
47 | LEO-C_10_-3_1_5TM | 5TM | 4 | bulkPerm | Permittivity | - | 2013-09-11 | 2019-09-24 | -3 | 10 | 1 | 5
48 | LEO-C_10_-2_1_5TM | 5TM | 4 | bulkPerm | Permittivity | - | 2013-09-11 | 2021-08-23 | -2 | 10 | 1 | 5
49 | LEO-C_10_-1_1_5TM | 5TM | 4 | bulkPerm | Permittivity | - | 2013-09-11 | 2021-11-20 | -1 | 10 | 1 | 5
50 | LEO-C_10_0_1_5TM | 5TM | 4 | bulkPerm | Permittivity | - | 2013-09-11 | 2022-09-30 | 0 | 10 | 1 | 5
51 | LEO-C_10_1_1_5TM | 5TM | 4 | bulkPerm | Permittivity | - | 2013-09-11 | 2020-06-03 | 1 | 10 | 1 | 5
52 | LEO-C_10_2_1_5TM | 5TM | 4 | bulkPerm | Permittivity | - | 2013-09-11 | 2025-06-16 | 2 | 10 | 1 | 5
53 | LEO-C_10_3_1_5TM | 5TM | 4 | bulkPerm | Permittivity | - | 2013-09-11 | 2018-02-28 | 3 | 10 | 1 | 5
54 | LEO-C_10_4_1_5TM | 5TM | 4 | bulkPerm | Permittivity | - | 2013-09-11 | 2018-01-29 | 4 | 10 | 1 | 5
55 | LEO-C_10_5_1_5TM | 5TM | 4 | bulkPerm | Permittivity | - | 2013-09-11 | 2021-06-21 | 5 | 10 | 1 | 5
56 | LEO-C_12_-5_1_5TM | 5TM | 4 | bulkPerm | Permittivity | - | 2013-09-11 | 2018-02-28 | -5 | 12 | 1 | 5
57 | LEO-C_12_-4_1_5TM | 5TM | 4 | bulkPerm | Permittivity | - | 2013-09-11 | present | -4 | 12 | 1 | 5
58 | LEO-C_12_-3_1_5TM | 5TM | 4 | bulkPerm | Permittivity | - | 2013-09-11 | 2018-02-28 | -3 | 12 | 1 | 5
59 | LEO-C_12_-2_1_5TM | 5TM | 4 | bulkPerm | Permittivity | - | 2013-09-11 | 2019-09-18 | -2 | 12 | 1 | 5
60 | LEO-C_12_-1_1_5TM | 5TM | 4 | bulkPerm | Permittivity | - | 2013-09-11 | 2018-09-11 | -1 | 12 | 1 | 5
61 | LEO-C_12_0_1_5TM | 5TM | 4 | bulkPerm | Permittivity | - | 2013-09-11 | 2018-07-30 | 0 | 12 | 1 | 5
62 | LEO-C_12_1_1_5TM | 5TM | 4 | bulkPerm | Permittivity | - | 2013-09-11 | 2019-10-10 | 1 | 12 | 1 | 5
63 | LEO-C_12_2_1_5TM | 5TM | 4 | bulkPerm | Permittivity | - | 2013-09-11 | 2022-03-14 | 2 | 12 | 1 | 5
64 | LEO-C_12_3_1_5TM | 5TM | 4 | bulkPerm | Permittivity | - | 2013-09-11 | 2020-02-04 | 3 | 12 | 1 | 5
65 | LEO-C_12_4_1_5TM | 5TM | 4 | bulkPerm | Permittivity | - | 2013-09-11 | 2025-03-18 | 4 | 12 | 1 | 5
66 | LEO-C_12_5_1_5TM | 5TM | 4 | bulkPerm | Permittivity | - | 2013-09-11 | 2025-04-20 | 5 | 12 | 1 | 5
67 | LEO-C_14_-5_1_5TM | 5TM | 4 | bulkPerm | Permittivity | - | 2013-09-11 | 2017-08-25 | -5 | 14 | 1 | 5
68 | LEO-C_14_-4_1_5TM | 5TM | 4 | bulkPerm | Permittivity | - | 2013-09-11 | 2025-03-29 | -4 | 14 | 1 | 5
69 | LEO-C_14_-3_1_5TM | 5TM | 4 | bulkPerm | Permittivity | - | 2013-09-11 | 2017-10-18 | -3 | 14 | 1 | 5
70 | LEO-C_14_-2_1_5TM | 5TM | 4 | bulkPerm | Permittivity | - | 2013-09-11 | 2017-12-11 | -2 | 14 | 1 | 5
71 | LEO-C_14_-1_1_5TM | 5TM | 4 | bulkPerm | Permittivity | - | 2013-09-11 | 2019-09-02 | -1 | 14 | 1 | 5
72 | LEO-C_14_0_1_5TM | 5TM | 4 | bulkPerm | Permittivity | - | 2013-09-11 | 2025-05-29 | 0 | 14 | 1 | 5
73 | LEO-C_14_1_1_5TM | 5TM | 4 | bulkPerm | Permittivity | - | 2013-09-11 | 2019-08-06 | 1 | 14 | 1 | 5
74 | LEO-C_14_2_1_5TM | 5TM | 4 | bulkPerm | Permittivity | - | 2013-09-11 | 2018-01-04 | 2 | 14 | 1 | 5
75 | LEO-C_14_3_1_5TM | 5TM | 4 | bulkPerm | Permittivity | - | 2013-09-11 | 2018-07-05 | 3 | 14 | 1 | 5
76 | LEO-C_14_4_1_5TM | 5TM | 4 | bulkPerm | Permittivity | - | 2013-09-11 | 2017-02-28 | 4 | 14 | 1 | 5
77 | LEO-C_14_5_1_5TM | 5TM | 4 | bulkPerm | Permittivity | - | 2013-09-11 | 2018-06-12 | 5 | 14 | 1 | 5
78 | LEO-C_16_-5_1_5TM | 5TM | 4 | bulkPerm | Permittivity | - | 2013-09-11 | 2017-10-16 | -5 | 16 | 1 | 5
79 | LEO-C_16_-4_1_5TM | 5TM | 4 | bulkPerm | Permittivity | - | 2013-09-11 | 2025-02-11 | -4 | 16 | 1 | 5
80 | LEO-C_16_-3_1_5TM | 5TM | 4 | bulkPerm | Permittivity | - | 2013-09-11 | 2019-04-19 | -3 | 16 | 1 | 5
81 | LEO-C_16_-2_1_5TM | 5TM | 4 | bulkPerm | Permittivity | - | 2013-09-11 | 2018-07-17 | -2 | 16 | 1 | 5
82 | LEO-C_16_-1_1_5TM | 5TM | 4 | bulkPerm | Permittivity | - | 2013-09-11 | 2024-02-27 | -1 | 16 | 1 | 5
83 | LEO-C_16_0_1_5TM | 5TM | 4 | bulkPerm | Permittivity | - | 2013-09-11 | 2020-08-09 | 0 | 16 | 1 | 5
84 | LEO-C_16_1_1_5TM | 5TM | 4 | bulkPerm | Permittivity | - | 2013-09-11 | 2018-01-16 | 1 | 16 | 1 | 5
85 | LEO-C_16_2_1_5TM | 5TM | 4 | bulkPerm | Permittivity | - | 2013-09-11 | 2020-11-03 | 2 | 16 | 1 | 5
86 | LEO-C_16_3_1_5TM | 5TM | 4 | bulkPerm | Permittivity | - | 2013-09-11 | 2018-03-08 | 3 | 16 | 1 | 5
87 | LEO-C_16_4_1_5TM | 5TM | 4 | bulkPerm | Permittivity | - | 2013-09-11 | 2025-03-14 | 4 | 16 | 1 | 5
88 | LEO-C_16_5_1_5TM | 5TM | 4 | bulkPerm | Permittivity | - | 2013-09-11 | 2021-08-13 | 5 | 16 | 1 | 5
89 | LEO-C_18_-5_1_5TM | 5TM | 4 | bulkPerm | Permittivity | - | 2013-09-11 | 2022-08-02 | -5 | 18 | 1 | 5
90 | LEO-C_18_-4_1_5TM | 5TM | 4 | bulkPerm | Permittivity | - | 2013-09-11 | 2017-04-05 | -4 | 18 | 1 | 5
91 | LEO-C_18_-3_1_5TM | 5TM | 4 | bulkPerm | Permittivity | - | 2013-09-11 | 2018-05-14 | -3 | 18 | 1 | 5
92 | LEO-C_18_-2_1_5TM | 5TM | 4 | bulkPerm | Permittivity | - | 2013-09-11 | 2018-04-27 | -2 | 18 | 1 | 5
93 | LEO-C_18_-1_1_5TM | 5TM | 4 | bulkPerm | Permittivity | - | 2013-09-11 | 2023-07-03 | -1 | 18 | 1 | 5
94 | LEO-C_18_0_1_5TM | 5TM | 4 | bulkPerm | Permittivity | - | 2013-09-11 | 2019-08-18 | 0 | 18 | 1 | 5
95 | LEO-C_18_1_1_5TM | 5TM | 4 | bulkPerm | Permittivity | - | 2013-09-11 | 2018-05-27 | 1 | 18 | 1 | 5
96 | LEO-C_18_2_1_5TM | 5TM | 4 | bulkPerm | Permittivity | - | 2013-09-11 | 2023-07-14 | 2 | 18 | 1 | 5
97 | LEO-C_18_3_1_5TM | 5TM | 4 | bulkPerm | Permittivity | - | 2013-09-11 | 2018-01-28 | 3 | 18 | 1 | 5
98 | LEO-C_18_4_1_5TM | 5TM | 4 | bulkPerm | Permittivity | - | 2013-09-11 | 2018-05-24 | 4 | 18 | 1 | 5
99 | LEO-C_18_5_1_5TM | 5TM | 4 | bulkPerm | Permittivity | - | 2013-09-11 | 2018-08-27 | 5 | 18 | 1 | 5
100 | LEO-C_20_-5_1_5TM | 5TM | 4 | bulkPerm | Permittivity | - | 2013-09-11 | 2020-08-04 | -5 | 20 | 1 | 5
101 | LEO-C_20_-4_1_5TM | 5TM | 4 | bulkPerm | Permittivity | - | 2013-09-11 | 2018-05-13 | -4 | 20 | 1 | 5
102 | LEO-C_20_-3_1_5TM | 5TM | 4 | bulkPerm | Permittivity | - | 2013-09-11 | 2018-02-13 | -3 | 20 | 1 | 5
103 | LEO-C_20_-2_1_5TM | 5TM | 4 | bulkPerm | Permittivity | - | 2013-09-11 | 2023-07-03 | -2 | 20 | 1 | 5
104 | LEO-C_20_-1_1_5TM | 5TM | 4 | bulkPerm | Permittivity | - | 2013-09-11 | 2018-11-01 | -1 | 20 | 1 | 5
105 | LEO-C_20_0_1_5TM | 5TM | 4 | bulkPerm | Permittivity | - | 2013-09-11 | 2019-06-05 | 0 | 20 | 1 | 5
106 | LEO-C_20_1_1_5TM | 5TM | 4 | bulkPerm | Permittivity | - | 2013-09-11 | 2017-12-26 | 1 | 20 | 1 | 5
107 | LEO-C_20_2_1_5TM | 5TM | 4 | bulkPerm | Permittivity | - | 2013-09-11 | 2018-07-12 | 2 | 20 | 1 | 5
108 | LEO-C_20_3_1_5TM | 5TM | 4 | bulkPerm | Permittivity | - | 2013-09-11 | 2018-06-18 | 3 | 20 | 1 | 5
109 | LEO-C_20_4_1_5TM | 5TM | 4 | bulkPerm | Permittivity | - | 2013-09-11 | 2018-01-02 | 4 | 20 | 1 | 5
110 | LEO-C_20_5_1_5TM | 5TM | 4 | bulkPerm | Permittivity | - | 2013-09-11 | 2016-01-15 | 5 | 20 | 1 | 5
111 | LEO-C_22_-5_1_5TM | 5TM | 4 | bulkPerm | Permittivity | - | 2013-09-11 | 2019-04-19 | -5 | 22 | 1 | 5
112 | LEO-C_22_-4_1_5TM | 5TM | 4 | bulkPerm | Permittivity | - | 2013-09-11 | 2018-04-12 | -4 | 22 | 1 | 5
113 | LEO-C_22_-3_1_5TM | 5TM | 4 | bulkPerm | Permittivity | - | 2013-09-11 | 2022-07-13 | -3 | 22 | 1 | 5
114 | LEO-C_22_-2_1_5TM | 5TM | 4 | bulkPerm | Permittivity | - | 2013-09-11 | 2020-02-13 | -2 | 22 | 1 | 5
115 | LEO-C_22_-1_1_5TM | 5TM | 4 | bulkPerm | Permittivity | - | 2013-09-11 | 2017-08-24 | -1 | 22 | 1 | 5
116 | LEO-C_22_0_1_5TM | 5TM | 4 | bulkPerm | Permittivity | - | 2013-09-11 | 2022-05-07 | 0 | 22 | 1 | 5
117 | LEO-C_22_1_1_5TM | 5TM | 4 | bulkPerm | Permittivity | - | 2013-09-11 | 2018-05-20 | 1 | 22 | 1 | 5
118 | LEO-C_22_2_1_5TM | 5TM | 4 | bulkPerm | Permittivity | - | 2013-09-11 | 2018-04-10 | 2 | 22 | 1 | 5
119 | LEO-C_22_3_1_5TM | 5TM | 4 | bulkPerm | Permittivity | - | 2013-09-11 | 2022-12-12 | 3 | 22 | 1 | 5
120 | LEO-C_22_4_1_5TM | 5TM | 4 | bulkPerm | Permittivity | - | 2013-09-11 | 2023-04-01 | 4 | 22 | 1 | 5
121 | LEO-C_22_5_1_5TM | 5TM | 4 | bulkPerm | Permittivity | - | 2013-09-11 | 2025-07-05 | 5 | 22 | 1 | 5
122 | LEO-C_24_-5_1_5TM | 5TM | 4 | bulkPerm | Permittivity | - | 2013-09-11 | 2017-06-19 | -5 | 24 | 1 | 5
123 | LEO-C_24_-4_1_5TM | 5TM | 4 | bulkPerm | Permittivity | - | 2013-09-11 | 2017-11-10 | -4 | 24 | 1 | 5
124 | LEO-C_24_-3_1_5TM | 5TM | 4 | bulkPerm | Permittivity | - | 2013-09-11 | 2020-07-03 | -3 | 24 | 1 | 5
125 | LEO-C_24_-2_1_5TM | 5TM | 4 | bulkPerm | Permittivity | - | 2013-09-11 | 2018-09-25 | -2 | 24 | 1 | 5
126 | LEO-C_24_-1_1_5TM | 5TM | 4 | bulkPerm | Permittivity | - | 2013-09-11 | 2018-02-28 | -1 | 24 | 1 | 5
127 | LEO-C_24_0_1_5TM | 5TM | 4 | bulkPerm | Permittivity | - | 2013-09-11 | 2017-09-21 | 0 | 24 | 1 | 5
128 | LEO-C_24_1_1_5TM | 5TM | 4 | bulkPerm | Permittivity | - | 2013-09-11 | 2018-09-12 | 1 | 24 | 1 | 5
129 | LEO-C_24_2_1_5TM | 5TM | 4 | bulkPerm | Permittivity | - | 2013-09-11 | 2021-06-16 | 2 | 24 | 1 | 5
130 | LEO-C_24_3_1_5TM | 5TM | 4 | bulkPerm | Permittivity | - | 2013-09-11 | 2014-02-20 | 3 | 24 | 1 | 5
131 | LEO-C_24_4_1_5TM | 5TM | 4 | bulkPerm | Permittivity | - | 2013-09-11 | 2025-07-09 | 4 | 24 | 1 | 5
132 | LEO-C_24_5_1_5TM | 5TM | 4 | bulkPerm | Permittivity | - | 2013-09-11 | 2017-12-03 | 5 | 24 | 1 | 5
133 | LEO-C_26_-5_1_5TM | 5TM | 4 | bulkPerm | Permittivity | - | 2013-09-11 | 2019-10-01 | -5 | 26 | 1 | 5
134 | LEO-C_26_-4_1_5TM | 5TM | 4 | bulkPerm | Permittivity | - | 2013-09-11 | 2017-06-30 | -4 | 26 | 1 | 5
135 | LEO-C_26_-3_1_5TM | 5TM | 4 | bulkPerm | Permittivity | - | 2013-09-11 | 2018-01-11 | -3 | 26 | 1 | 5
136 | LEO-C_26_-2_1_5TM | 5TM | 4 | bulkPerm | Permittivity | - | 2013-09-11 | 2019-09-12 | -2 | 26 | 1 | 5
137 | LEO-C_26_-1_1_5TM | 5TM | 4 | bulkPerm | Permittivity | - | 2013-09-11 | 2017-12-19 | -1 | 26 | 1 | 5
138 | LEO-C_26_0_1_5TM | 5TM | 4 | bulkPerm | Permittivity | - | 2013-09-11 | 2018-03-02 | 0 | 26 | 1 | 5
139 | LEO-C_26_1_1_5TM | 5TM | 4 | bulkPerm | Permittivity | - | 2013-09-11 | 2019-04-30 | 1 | 26 | 1 | 5
140 | LEO-C_26_2_1_5TM | 5TM | 4 | bulkPerm | Permittivity | - | 2013-09-11 | 2023-01-11 | 2 | 26 | 1 | 5
141 | LEO-C_26_3_1_5TM | 5TM | 4 | bulkPerm | Permittivity | - | 2013-09-11 | present | 3 | 26 | 1 | 5
142 | LEO-C_26_4_1_5TM | 5TM | 4 | bulkPerm | Permittivity | - | 2013-09-11 | 2019-04-19 | 4 | 26 | 1 | 5
143 | LEO-C_26_5_1_5TM | 5TM | 4 | bulkPerm | Permittivity | - | 2013-09-11 | 2025-03-23 | 5 | 26 | 1 | 5
144 | LEO-C_28_-5_1_5TM | 5TM | 4 | bulkPerm | Permittivity | - | 2013-09-11 | 2019-05-15 | -5 | 28 | 1 | 5
145 | LEO-C_28_-4_1_5TM | 5TM | 4 | bulkPerm | Permittivity | - | 2013-09-11 | 2020-04-25 | -4 | 28 | 1 | 5
146 | LEO-C_28_-3_1_5TM | 5TM | 4 | bulkPerm | Permittivity | - | 2013-09-11 | 2018-10-17 | -3 | 28 | 1 | 5
147 | LEO-C_28_-2_1_5TM | 5TM | 4 | bulkPerm | Permittivity | - | 2013-09-11 | 2019-04-19 | -2 | 28 | 1 | 5
148 | LEO-C_28_-1_1_5TM | 5TM | 4 | bulkPerm | Permittivity | - | 2013-09-11 | present | -1 | 28 | 1 | 5
149 | LEO-C_28_0_1_5TM | 5TM | 4 | bulkPerm | Permittivity | - | 2013-09-11 | 2018-09-15 | 0 | 28 | 1 | 5
150 | LEO-C_28_1_1_5TM | 5TM | 4 | bulkPerm | Permittivity | - | 2013-09-11 | 2017-12-30 | 1 | 28 | 1 | 5
151 | LEO-C_28_2_1_5TM | 5TM | 4 | bulkPerm | Permittivity | - | 2013-09-11 | 2017-08-06 | 2 | 28 | 1 | 5
152 | LEO-C_28_3_1_5TM | 5TM | 4 | bulkPerm | Permittivity | - | 2013-09-11 | present | 3 | 28 | 1 | 5
153 | LEO-C_28_4_1_5TM | 5TM | 4 | bulkPerm | Permittivity | - | 2013-09-11 | 2025-03-26 | 4 | 28 | 1 | 5
154 | LEO-C_28_5_1_5TM | 5TM | 4 | bulkPerm | Permittivity | - | 2013-09-11 | 2018-10-22 | 5 | 28 | 1 | 5
155 | LEO-C_2_-5_2_5TM | 5TM | 4 | bulkPerm | Permittivity | - | 2013-09-11 | present | -5 | 2 | 2 | 20
156 | LEO-C_2_-4_2_5TM | 5TM | 4 | bulkPerm | Permittivity | - | 2013-09-11 | present | -4 | 2 | 2 | 20
157 | LEO-C_2_-3_2_5TM | 5TM | 4 | bulkPerm | Permittivity | - | 2013-09-11 | present | -3 | 2 | 2 | 20
158 | LEO-C_2_-2_2_5TM | 5TM | 4 | bulkPerm | Permittivity | - | 2013-09-11 | 2019-09-10 | -2 | 2 | 2 | 20
159 | LEO-C_2_-1_2_5TM | 5TM | 4 | bulkPerm | Permittivity | - | 2013-09-11 | present | -1 | 2 | 2 | 20
160 | LEO-C_2_0_2_5TM | 5TM | 4 | bulkPerm | Permittivity | - | 2013-09-11 | present | 0 | 2 | 2 | 20
161 | LEO-C_2_1_2_5TM | 5TM | 4 | bulkPerm | Permittivity | - | 2013-09-11 | present | 1 | 2 | 2 | 20
162 | LEO-C_2_2_2_5TM | 5TM | 4 | bulkPerm | Permittivity | - | 2013-09-11 | present | 2 | 2 | 2 | 20
163 | LEO-C_2_3_2_5TM | 5TM | 4 | bulkPerm | Permittivity | - | 2013-09-11 | 2018-03-06 | 3 | 2 | 2 | 20
164 | LEO-C_2_4_2_5TM | 5TM | 4 | bulkPerm | Permittivity | - | 2013-09-11 | 2024-09-28 | 4 | 2 | 2 | 20
165 | LEO-C_2_5_2_5TM | 5TM | 4 | bulkPerm | Permittivity | - | 2013-09-11 | 2014-07-18 | 5 | 2 | 2 | 20
166 | LEO-C_4_-5_2_5TM | 5TM | 4 | bulkPerm | Permittivity | - | 2013-09-11 | 2020-11-23 | -5 | 4 | 2 | 20
167 | LEO-C_4_-4_2_5TM | 5TM | 4 | bulkPerm | Permittivity | - | 2013-09-11 | 2025-05-09 | -4 | 4 | 2 | 20
168 | LEO-C_4_-3_2_5TM | 5TM | 4 | bulkPerm | Permittivity | - | 2013-09-11 | 2021-05-10 | -3 | 4 | 2 | 20
169 | LEO-C_4_-2_2_5TM | 5TM | 4 | bulkPerm | Permittivity | - | 2013-09-11 | 2024-05-26 | -2 | 4 | 2 | 20
170 | LEO-C_4_-1_2_5TM | 5TM | 4 | bulkPerm | Permittivity | - | 2013-09-11 | 2019-04-19 | -1 | 4 | 2 | 20
171 | LEO-C_4_0_2_5TM | 5TM | 4 | bulkPerm | Permittivity | - | 2013-09-11 | present | 0 | 4 | 2 | 20
172 | LEO-C_4_1_2_5TM | 5TM | 4 | bulkPerm | Permittivity | - | 2013-09-11 | 2024-02-24 | 1 | 4 | 2 | 20
173 | LEO-C_4_2_2_5TM | 5TM | 4 | bulkPerm | Permittivity | - | 2013-09-11 | 2024-05-28 | 2 | 4 | 2 | 20
174 | LEO-C_4_3_2_5TM | 5TM | 4 | bulkPerm | Permittivity | - | 2013-09-11 | present | 3 | 4 | 2 | 20
175 | LEO-C_4_4_2_5TM | 5TM | 4 | bulkPerm | Permittivity | - | 2013-09-11 | present | 4 | 4 | 2 | 20
176 | LEO-C_4_5_2_5TM | 5TM | 4 | bulkPerm | Permittivity | - | 2013-09-11 | present | 5 | 4 | 2 | 20
177 | LEO-C_6_-5_2_5TM | 5TM | 4 | bulkPerm | Permittivity | - | 2013-09-11 | 2025-03-14 | -5 | 6 | 2 | 20
178 | LEO-C_6_-4_2_5TM | 5TM | 4 | bulkPerm | Permittivity | - | 2013-09-11 | present | -4 | 6 | 2 | 20
179 | LEO-C_6_-3_2_5TM | 5TM | 4 | bulkPerm | Permittivity | - | 2013-09-11 | 2017-06-04 | -3 | 6 | 2 | 20
180 | LEO-C_6_-2_2_5TM | 5TM | 4 | bulkPerm | Permittivity | - | 2013-09-11 | 2019-11-23 | -2 | 6 | 2 | 20
181 | LEO-C_6_-1_2_5TM | 5TM | 4 | bulkPerm | Permittivity | - | 2013-09-11 | present | -1 | 6 | 2 | 20
182 | LEO-C_6_0_2_5TM | 5TM | 4 | bulkPerm | Permittivity | - | 2013-09-11 | 2017-07-12 | 0 | 6 | 2 | 20
183 | LEO-C_6_1_2_5TM | 5TM | 4 | bulkPerm | Permittivity | - | 2013-09-11 | present | 1 | 6 | 2 | 20
184 | LEO-C_6_2_2_5TM | 5TM | 4 | bulkPerm | Permittivity | - | 2013-09-11 | present | 2 | 6 | 2 | 20
185 | LEO-C_6_3_2_5TM | 5TM | 4 | bulkPerm | Permittivity | - | 2013-09-11 | 2024-05-06 | 3 | 6 | 2 | 20
186 | LEO-C_6_4_2_5TM | 5TM | 4 | bulkPerm | Permittivity | - | 2013-09-11 | present | 4 | 6 | 2 | 20
187 | LEO-C_6_5_2_5TM | 5TM | 4 | bulkPerm | Permittivity | - | 2013-09-11 | 2025-03-19 | 5 | 6 | 2 | 20
188 | LEO-C_8_-5_2_5TM | 5TM | 4 | bulkPerm | Permittivity | - | 2013-09-11 | present | -5 | 8 | 2 | 20
189 | LEO-C_8_-4_2_5TM | 5TM | 4 | bulkPerm | Permittivity | - | 2013-09-11 | present | -4 | 8 | 2 | 20
190 | LEO-C_8_-3_2_5TM | 5TM | 4 | bulkPerm | Permittivity | - | 2013-09-11 | 2022-12-17 | -3 | 8 | 2 | 20
191 | LEO-C_8_-2_2_5TM | 5TM | 4 | bulkPerm | Permittivity | - | 2013-09-11 | 2017-11-08 | -2 | 8 | 2 | 20
192 | LEO-C_8_-1_2_5TM | 5TM | 4 | bulkPerm | Permittivity | - | 2013-09-11 | 2024-04-15 | -1 | 8 | 2 | 20
193 | LEO-C_8_0_2_5TM | 5TM | 4 | bulkPerm | Permittivity | - | 2013-09-11 | 2025-03-26 | 0 | 8 | 2 | 20
194 | LEO-C_8_1_2_5TM | 5TM | 4 | bulkPerm | Permittivity | - | 2013-09-11 | 2022-03-19 | 1 | 8 | 2 | 20
195 | LEO-C_8_2_2_5TM | 5TM | 4 | bulkPerm | Permittivity | - | 2013-09-11 | 2022-12-27 | 2 | 8 | 2 | 20
196 | LEO-C_8_3_2_5TM | 5TM | 4 | bulkPerm | Permittivity | - | 2013-09-11 | present | 3 | 8 | 2 | 20
197 | LEO-C_8_4_2_5TM | 5TM | 4 | bulkPerm | Permittivity | - | 2013-09-11 | 2024-03-01 | 4 | 8 | 2 | 20
198 | LEO-C_8_5_2_5TM | 5TM | 4 | bulkPerm | Permittivity | - | 2013-09-11 | present | 5 | 8 | 2 | 20
199 | LEO-C_10_-5_2_5TM | 5TM | 4 | bulkPerm | Permittivity | - | 2013-09-11 | 2018-04-10 | -5 | 10 | 2 | 20
200 | LEO-C_10_-4_2_5TM | 5TM | 4 | bulkPerm | Permittivity | - | 2013-09-11 | present | -4 | 10 | 2 | 20
201 | LEO-C_10_-3_2_5TM | 5TM | 4 | bulkPerm | Permittivity | - | 2013-09-11 | present | -3 | 10 | 2 | 20
202 | LEO-C_10_-2_2_5TM | 5TM | 4 | bulkPerm | Permittivity | - | 2013-09-11 | 2024-08-16 | -2 | 10 | 2 | 20
203 | LEO-C_10_-1_2_5TM | 5TM | 4 | bulkPerm | Permittivity | - | 2013-09-11 | present | -1 | 10 | 2 | 20
204 | LEO-C_10_0_2_5TM | 5TM | 4 | bulkPerm | Permittivity | - | 2013-09-11 | present | 0 | 10 | 2 | 20
205 | LEO-C_10_1_2_5TM | 5TM | 4 | bulkPerm | Permittivity | - |  |  | 1 | 10 | 2 | 20
206 | LEO-C_10_2_2_5TM | 5TM | 4 | bulkPerm | Permittivity | - |  |  | 2 | 10 | 2 | 20
207 | LEO-C_10_3_2_5TM | 5TM | 4 | bulkPerm | Permittivity | - | 2013-09-11 | 2025-03-14 | 3 | 10 | 2 | 20
208 | LEO-C_10_4_2_5TM | 5TM | 4 | bulkPerm | Permittivity | - | 2013-09-11 | present | 4 | 10 | 2 | 20
209 | LEO-C_10_5_2_5TM | 5TM | 4 | bulkPerm | Permittivity | - | 2013-09-11 | present | 5 | 10 | 2 | 20
210 | LEO-C_12_-5_2_5TM | 5TM | 4 | bulkPerm | Permittivity | - | 2013-09-11 | 2024-08-16 | -5 | 12 | 2 | 20
211 | LEO-C_12_-4_2_5TM | 5TM | 4 | bulkPerm | Permittivity | - | 2013-09-11 | 2021-01-26 | -4 | 12 | 2 | 20
212 | LEO-C_12_-3_2_5TM | 5TM | 4 | bulkPerm | Permittivity | - | 2013-09-11 | present | -3 | 12 | 2 | 20
213 | LEO-C_12_-2_2_5TM | 5TM | 4 | bulkPerm | Permittivity | - | 2013-09-11 | present | -2 | 12 | 2 | 20
214 | LEO-C_12_-1_2_5TM | 5TM | 4 | bulkPerm | Permittivity | - | 2013-09-11 | 2025-03-31 | -1 | 12 | 2 | 20
215 | LEO-C_12_0_2_5TM | 5TM | 4 | bulkPerm | Permittivity | - | 2013-09-11 | present | 0 | 12 | 2 | 20
216 | LEO-C_12_1_2_5TM | 5TM | 4 | bulkPerm | Permittivity | - | 2013-09-11 | 2022-05-07 | 1 | 12 | 2 | 20
217 | LEO-C_12_2_2_5TM | 5TM | 4 | bulkPerm | Permittivity | - | 2013-09-11 | present | 2 | 12 | 2 | 20
218 | LEO-C_12_3_2_5TM | 5TM | 4 | bulkPerm | Permittivity | - | 2013-09-11 | 2024-03-23 | 3 | 12 | 2 | 20
219 | LEO-C_12_4_2_5TM | 5TM | 4 | bulkPerm | Permittivity | - | 2013-09-11 | present | 4 | 12 | 2 | 20
220 | LEO-C_12_5_2_5TM | 5TM | 4 | bulkPerm | Permittivity | - | 2013-09-11 | 2021-06-21 | 5 | 12 | 2 | 20
221 | LEO-C_14_-5_2_5TM | 5TM | 4 | bulkPerm | Permittivity | - | 2013-09-11 | 2019-11-06 | -5 | 14 | 2 | 20
222 | LEO-C_14_-4_2_5TM | 5TM | 4 | bulkPerm | Permittivity | - | 2013-09-11 | 2018-02-28 | -4 | 14 | 2 | 20
223 | LEO-C_14_-3_2_5TM | 5TM | 4 | bulkPerm | Permittivity | - | 2013-09-11 | 2025-03-28 | -3 | 14 | 2 | 20
224 | LEO-C_14_-2_2_5TM | 5TM | 4 | bulkPerm | Permittivity | - | 2013-09-11 | 2020-12-28 | -2 | 14 | 2 | 20
225 | LEO-C_14_-1_2_5TM | 5TM | 4 | bulkPerm | Permittivity | - | 2013-09-11 | 2021-08-29 | -1 | 14 | 2 | 20
226 | LEO-C_14_0_2_5TM | 5TM | 4 | bulkPerm | Permittivity | - | 2013-09-11 | 2019-11-20 | 0 | 14 | 2 | 20
227 | LEO-C_14_1_2_5TM | 5TM | 4 | bulkPerm | Permittivity | - | 2013-09-11 | 2024-03-01 | 1 | 14 | 2 | 20
228 | LEO-C_14_2_2_5TM | 5TM | 4 | bulkPerm | Permittivity | - | 2013-09-11 | 2024-09-12 | 2 | 14 | 2 | 20
229 | LEO-C_14_3_2_5TM | 5TM | 4 | bulkPerm | Permittivity | - | 2013-09-11 | 2017-12-11 | 3 | 14 | 2 | 20
230 | LEO-C_14_4_2_5TM | 5TM | 4 | bulkPerm | Permittivity | - | 2013-09-11 | 2020-08-17 | 4 | 14 | 2 | 20
231 | LEO-C_14_5_2_5TM | 5TM | 4 | bulkPerm | Permittivity | - | 2013-09-11 | 2021-07-20 | 5 | 14 | 2 | 20
232 | LEO-C_16_-5_2_5TM | 5TM | 4 | bulkPerm | Permittivity | - | 2013-09-11 | 2022-12-14 | -5 | 16 | 2 | 20
233 | LEO-C_16_-4_2_5TM | 5TM | 4 | bulkPerm | Permittivity | - | 2013-09-11 | 2025-02-11 | -4 | 16 | 2 | 20
234 | LEO-C_16_-3_2_5TM | 5TM | 4 | bulkPerm | Permittivity | - | 2013-09-11 | 2025-03-26 | -3 | 16 | 2 | 20
235 | LEO-C_16_-2_2_5TM | 5TM | 4 | bulkPerm | Permittivity | - | 2013-09-11 | 2023-03-18 | -2 | 16 | 2 | 20
236 | LEO-C_16_-1_2_5TM | 5TM | 4 | bulkPerm | Permittivity | - | 2013-09-11 | 2017-03-04 | -1 | 16 | 2 | 20
237 | LEO-C_16_0_2_5TM | 5TM | 4 | bulkPerm | Permittivity | - | 2013-09-11 | present | 0 | 16 | 2 | 20
238 | LEO-C_16_1_2_5TM | 5TM | 4 | bulkPerm | Permittivity | - | 2013-09-11 | 2016-09-19 | 1 | 16 | 2 | 20
239 | LEO-C_16_2_2_5TM | 5TM | 4 | bulkPerm | Permittivity | - | 2013-09-11 | 2025-03-17 | 2 | 16 | 2 | 20
240 | LEO-C_16_3_2_5TM | 5TM | 4 | bulkPerm | Permittivity | - | 2013-09-11 | present | 3 | 16 | 2 | 20
241 | LEO-C_16_4_2_5TM | 5TM | 4 | bulkPerm | Permittivity | - | 2013-09-11 | present | 4 | 16 | 2 | 20
242 | LEO-C_16_5_2_5TM | 5TM | 4 | bulkPerm | Permittivity | - | 2013-09-11 | 2021-01-26 | 5 | 16 | 2 | 20
243 | LEO-C_18_-5_2_5TM | 5TM | 4 | bulkPerm | Permittivity | - | 2013-09-11 | present | -5 | 18 | 2 | 20
244 | LEO-C_18_-4_2_5TM | 5TM | 4 | bulkPerm | Permittivity | - | 2013-09-11 | 2025-10-05 | -4 | 18 | 2 | 20
245 | LEO-C_18_-3_2_5TM | 5TM | 4 | bulkPerm | Permittivity | - | 2013-09-11 | 2017-02-04 | -3 | 18 | 2 | 20
246 | LEO-C_18_-2_2_5TM | 5TM | 4 | bulkPerm | Permittivity | - | 2013-09-11 | present | -2 | 18 | 2 | 20
247 | LEO-C_18_-1_2_5TM | 5TM | 4 | bulkPerm | Permittivity | - | 2013-09-11 | 2019-07-18 | -1 | 18 | 2 | 20
248 | LEO-C_18_0_2_5TM | 5TM | 4 | bulkPerm | Permittivity | - | 2013-09-11 | 2025-08-08 | 0 | 18 | 2 | 20
249 | LEO-C_18_1_2_5TM | 5TM | 4 | bulkPerm | Permittivity | - | 2013-09-11 | 2018-03-03 | 1 | 18 | 2 | 20
250 | LEO-C_18_2_2_5TM | 5TM | 4 | bulkPerm | Permittivity | - | 2013-09-11 | 2020-07-30 | 2 | 18 | 2 | 20
251 | LEO-C_18_3_2_5TM | 5TM | 4 | bulkPerm | Permittivity | - | 2013-09-11 | 2020-07-25 | 3 | 18 | 2 | 20
252 | LEO-C_18_4_2_5TM | 5TM | 4 | bulkPerm | Permittivity | - | 2013-09-11 | 2016-01-15 | 4 | 18 | 2 | 20
253 | LEO-C_18_5_2_5TM | 5TM | 4 | bulkPerm | Permittivity | - | 2013-09-11 | 2018-02-28 | 5 | 18 | 2 | 20
254 | LEO-C_20_-5_2_5TM | 5TM | 4 | bulkPerm | Permittivity | - | 2013-09-11 | 2015-06-01 | -5 | 20 | 2 | 20
255 | LEO-C_20_-4_2_5TM | 5TM | 4 | bulkPerm | Permittivity | - | 2013-09-11 | present | -4 | 20 | 2 | 20
256 | LEO-C_20_-3_2_5TM | 5TM | 4 | bulkPerm | Permittivity | - | 2013-09-11 | 2023-05-26 | -3 | 20 | 2 | 20
257 | LEO-C_20_-2_2_5TM | 5TM | 4 | bulkPerm | Permittivity | - | 2013-09-11 | 2022-08-16 | -2 | 20 | 2 | 20
258 | LEO-C_20_-1_2_5TM | 5TM | 4 | bulkPerm | Permittivity | - | 2013-09-11 | 2017-11-18 | -1 | 20 | 2 | 20
259 | LEO-C_20_0_2_5TM | 5TM | 4 | bulkPerm | Permittivity | - | 2013-09-15 | 2022-07-31 | 0 | 20 | 2 | 20
260 | LEO-C_20_1_2_5TM | 5TM | 4 | bulkPerm | Permittivity | - | 2013-09-11 | 2022-12-12 | 1 | 20 | 2 | 20
261 | LEO-C_20_2_2_5TM | 5TM | 4 | bulkPerm | Permittivity | - | 2013-09-11 | 2025-03-22 | 2 | 20 | 2 | 20
262 | LEO-C_20_3_2_5TM | 5TM | 4 | bulkPerm | Permittivity | - | 2013-09-11 | 2022-12-18 | 3 | 20 | 2 | 20
263 | LEO-C_20_4_2_5TM | 5TM | 4 | bulkPerm | Permittivity | - | 2013-09-11 | present | 4 | 20 | 2 | 20
264 | LEO-C_20_5_2_5TM | 5TM | 4 | bulkPerm | Permittivity | - | 2013-09-11 | present | 5 | 20 | 2 | 20
265 | LEO-C_22_-5_2_5TM | 5TM | 4 | bulkPerm | Permittivity | - | 2013-09-11 | 2019-05-22 | -5 | 22 | 2 | 20
266 | LEO-C_22_-4_2_5TM | 5TM | 4 | bulkPerm | Permittivity | - | 2013-09-11 | present | -4 | 22 | 2 | 20
267 | LEO-C_22_-3_2_5TM | 5TM | 4 | bulkPerm | Permittivity | - | 2013-09-11 | 2022-02-19 | -3 | 22 | 2 | 20
268 | LEO-C_22_-2_2_5TM | 5TM | 4 | bulkPerm | Permittivity | - | 2013-09-11 | present | -2 | 22 | 2 | 20
269 | LEO-C_22_-1_2_5TM | 5TM | 4 | bulkPerm | Permittivity | - | 2013-09-11 | 2018-01-20 | -1 | 22 | 2 | 20
270 | LEO-C_22_0_2_5TM | 5TM | 4 | bulkPerm | Permittivity | - |  |  | 0 | 22 | 2 | 20
271 | LEO-C_22_1_2_5TM | 5TM | 4 | bulkPerm | Permittivity | - | 2013-09-11 | 2024-05-28 | 1 | 22 | 2 | 20
272 | LEO-C_22_2_2_5TM | 5TM | 4 | bulkPerm | Permittivity | - | 2013-09-11 | present | 2 | 22 | 2 | 20
273 | LEO-C_22_3_2_5TM | 5TM | 4 | bulkPerm | Permittivity | - | 2013-09-11 | 2018-04-10 | 3 | 22 | 2 | 20
274 | LEO-C_22_4_2_5TM | 5TM | 4 | bulkPerm | Permittivity | - | 2013-09-11 | present | 4 | 22 | 2 | 20
275 | LEO-C_22_5_2_5TM | 5TM | 4 | bulkPerm | Permittivity | - | 2013-09-11 | 2023-05-24 | 5 | 22 | 2 | 20
276 | LEO-C_24_-5_2_5TM | 5TM | 4 | bulkPerm | Permittivity | - | 2013-09-11 | 2014-05-11 | -5 | 24 | 2 | 20
277 | LEO-C_24_-4_2_5TM | 5TM | 4 | bulkPerm | Permittivity | - | 2013-09-11 | present | -4 | 24 | 2 | 20
278 | LEO-C_24_-3_2_5TM | 5TM | 4 | bulkPerm | Permittivity | - | 2013-09-11 | 2018-03-27 | -3 | 24 | 2 | 20
279 | LEO-C_24_-2_2_5TM | 5TM | 4 | bulkPerm | Permittivity | - | 2013-09-11 | 2018-03-03 | -2 | 24 | 2 | 20
280 | LEO-C_24_-1_2_5TM | 5TM | 4 | bulkPerm | Permittivity | - | 2013-09-11 | present | -1 | 24 | 2 | 20
281 | LEO-C_24_0_2_5TM | 5TM | 4 | bulkPerm | Permittivity | - | 2013-09-11 | 2025-05-30 | 0 | 24 | 2 | 20
282 | LEO-C_24_1_2_5TM | 5TM | 4 | bulkPerm | Permittivity | - | 2013-09-11 | present | 1 | 24 | 2 | 20
283 | LEO-C_24_2_2_5TM | 5TM | 4 | bulkPerm | Permittivity | - | 2013-09-11 | 2018-06-27 | 2 | 24 | 2 | 20
284 | LEO-C_24_3_2_5TM | 5TM | 4 | bulkPerm | Permittivity | - | 2013-09-11 | 2025-03-19 | 3 | 24 | 2 | 20
285 | LEO-C_24_4_2_5TM | 5TM | 4 | bulkPerm | Permittivity | - | 2013-09-11 | 2025-06-17 | 4 | 24 | 2 | 20
286 | LEO-C_24_5_2_5TM | 5TM | 4 | bulkPerm | Permittivity | - | 2013-09-11 | 2022-02-26 | 5 | 24 | 2 | 20
287 | LEO-C_26_-5_2_5TM | 5TM | 4 | bulkPerm | Permittivity | - | 2013-09-11 | present | -5 | 26 | 2 | 20
288 | LEO-C_26_-4_2_5TM | 5TM | 4 | bulkPerm | Permittivity | - | 2013-09-11 | 2025-11-22 | -4 | 26 | 2 | 20
289 | LEO-C_26_-3_2_5TM | 5TM | 4 | bulkPerm | Permittivity | - | 2013-09-11 | present | -3 | 26 | 2 | 20
290 | LEO-C_26_-2_2_5TM | 5TM | 4 | bulkPerm | Permittivity | - | 2013-09-11 | 2020-02-14 | -2 | 26 | 2 | 20
291 | LEO-C_26_-1_2_5TM | 5TM | 4 | bulkPerm | Permittivity | - | 2013-09-11 | 2022-05-04 | -1 | 26 | 2 | 20
292 | LEO-C_26_0_2_5TM | 5TM | 4 | bulkPerm | Permittivity | - | 2013-09-11 | 2025-04-01 | 0 | 26 | 2 | 20
293 | LEO-C_26_1_2_5TM | 5TM | 4 | bulkPerm | Permittivity | - | 2013-09-11 | 2025-06-19 | 1 | 26 | 2 | 20
294 | LEO-C_26_2_2_5TM | 5TM | 4 | bulkPerm | Permittivity | - | 2013-09-11 | present | 2 | 26 | 2 | 20
295 | LEO-C_26_3_2_5TM | 5TM | 4 | bulkPerm | Permittivity | - | 2013-09-11 | 2018-02-28 | 3 | 26 | 2 | 20
296 | LEO-C_26_4_2_5TM | 5TM | 4 | bulkPerm | Permittivity | - | 2013-09-11 | present | 4 | 26 | 2 | 20
297 | LEO-C_26_5_2_5TM | 5TM | 4 | bulkPerm | Permittivity | - | 2013-09-11 | present | 5 | 26 | 2 | 20
298 | LEO-C_28_-5_2_5TM | 5TM | 4 | bulkPerm | Permittivity | - |  |  | -5 | 28 | 2 | 20
299 | LEO-C_28_-4_2_5TM | 5TM | 4 | bulkPerm | Permittivity | - | 2013-09-11 | 2025-04-28 | -4 | 28 | 2 | 20
300 | LEO-C_28_-3_2_5TM | 5TM | 4 | bulkPerm | Permittivity | - | 2013-09-11 | present | -3 | 28 | 2 | 20
301 | LEO-C_28_-2_2_5TM | 5TM | 4 | bulkPerm | Permittivity | - | 2013-09-11 | present | -2 | 28 | 2 | 20
302 | LEO-C_28_-1_2_5TM | 5TM | 4 | bulkPerm | Permittivity | - | 2013-09-11 | 2022-02-16 | -1 | 28 | 2 | 20
303 | LEO-C_28_0_2_5TM | 5TM | 4 | bulkPerm | Permittivity | - | 2013-09-11 | 2021-01-04 | 0 | 28 | 2 | 20
304 | LEO-C_28_1_2_5TM | 5TM | 4 | bulkPerm | Permittivity | - | 2013-09-11 | present | 1 | 28 | 2 | 20
305 | LEO-C_28_2_2_5TM | 5TM | 4 | bulkPerm | Permittivity | - | 2013-09-11 | 2018-11-29 | 2 | 28 | 2 | 20
306 | LEO-C_28_3_2_5TM | 5TM | 4 | bulkPerm | Permittivity | - | 2013-09-11 | present | 3 | 28 | 2 | 20
307 | LEO-C_28_4_2_5TM | 5TM | 4 | bulkPerm | Permittivity | - |  |  | 4 | 28 | 2 | 20
308 | LEO-C_28_5_2_5TM | 5TM | 4 | bulkPerm | Permittivity | - | 2013-09-11 | 2014-06-21 | 5 | 28 | 2 | 20
309 | LEO-C_2_-5_3_5TM | 5TM | 4 | bulkPerm | Permittivity | - | 2013-09-11 | 2020-03-02 | -5 | 2 | 3 | 35
310 | LEO-C_2_-3_3_5TM | 5TM | 4 | bulkPerm | Permittivity | - | 2013-09-11 | 2024-04-08 | -3 | 2 | 3 | 35
311 | LEO-C_2_-1_3_5TM | 5TM | 4 | bulkPerm | Permittivity | - | 2013-09-11 | 2021-01-29 | -1 | 2 | 3 | 35
312 | LEO-C_2_1_3_5TM | 5TM | 4 | bulkPerm | Permittivity | - | 2013-09-11 | present | 1 | 2 | 3 | 35
313 | LEO-C_2_3_3_5TM | 5TM | 4 | bulkPerm | Permittivity | - | 2013-09-11 | 2023-11-01 | 3 | 2 | 3 | 35
314 | LEO-C_2_5_3_5TM | 5TM | 4 | bulkPerm | Permittivity | - | 2013-09-11 | 2014-07-07 | 5 | 2 | 3 | 35
315 | LEO-C_4_-4_3_5TM | 5TM | 4 | bulkPerm | Permittivity | - | 2013-09-11 | present | -4 | 4 | 3 | 35
316 | LEO-C_4_-2_3_5TM | 5TM | 4 | bulkPerm | Permittivity | - | 2013-09-11 | 2019-08-29 | -2 | 4 | 3 | 35
317 | LEO-C_4_2_3_5TM | 5TM | 4 | bulkPerm | Permittivity | - | 2013-09-11 | 2018-03-06 | 2 | 4 | 3 | 35
318 | LEO-C_4_4_3_5TM | 5TM | 4 | bulkPerm | Permittivity | - |  |  | 4 | 4 | 3 | 35
319 | LEO-C_6_-5_3_5TM | 5TM | 4 | bulkPerm | Permittivity | - | 2013-09-11 | present | -5 | 6 | 3 | 35
320 | LEO-C_6_-3_3_5TM | 5TM | 4 | bulkPerm | Permittivity | - | 2013-09-11 | present | -3 | 6 | 3 | 35
321 | LEO-C_6_-1_3_5TM | 5TM | 4 | bulkPerm | Permittivity | - |  |  | -1 | 6 | 3 | 35
322 | LEO-C_6_1_3_5TM | 5TM | 4 | bulkPerm | Permittivity | - | 2013-09-11 | 2018-02-28 | 1 | 6 | 3 | 35
323 | LEO-C_6_3_3_5TM | 5TM | 4 | bulkPerm | Permittivity | - | 2013-09-11 | 2025-03-19 | 3 | 6 | 3 | 35
324 | LEO-C_6_5_3_5TM | 5TM | 4 | bulkPerm | Permittivity | - | 2013-09-11 | 2025-03-19 | 5 | 6 | 3 | 35
325 | LEO-C_8_-4_3_5TM | 5TM | 4 | bulkPerm | Permittivity | - | 2013-09-11 | present | -4 | 8 | 3 | 35
326 | LEO-C_8_-2_3_5TM | 5TM | 4 | bulkPerm | Permittivity | - | 2013-09-11 | 2024-06-28 | -2 | 8 | 3 | 35
327 | LEO-C_8_0_3_5TM | 5TM | 4 | bulkPerm | Permittivity | - | 2013-09-11 | present | 0 | 8 | 3 | 35
328 | LEO-C_8_2_3_5TM | 5TM | 4 | bulkPerm | Permittivity | - |  |  | 2 | 8 | 3 | 35
329 | LEO-C_8_4_3_5TM | 5TM | 4 | bulkPerm | Permittivity | - | 2013-09-11 | present | 4 | 8 | 3 | 35
330 | LEO-C_10_-5_3_5TM | 5TM | 4 | bulkPerm | Permittivity | - | 2013-09-11 | 2024-06-07 | -5 | 10 | 3 | 35
331 | LEO-C_10_-3_3_5TM | 5TM | 4 | bulkPerm | Permittivity | - | 2013-09-11 | present | -3 | 10 | 3 | 35
332 | LEO-C_10_-1_3_5TM | 5TM | 4 | bulkPerm | Permittivity | - | 2013-09-11 | 2018-02-28 | -1 | 10 | 3 | 35
333 | LEO-C_10_1_3_5TM | 5TM | 4 | bulkPerm | Permittivity | - | 2013-09-11 | present | 1 | 10 | 3 | 35
334 | LEO-C_10_3_3_5TM | 5TM | 4 | bulkPerm | Permittivity | - | 2013-09-11 | present | 3 | 10 | 3 | 35
335 | LEO-C_10_5_3_5TM | 5TM | 4 | bulkPerm | Permittivity | - | 2013-09-11 | 2014-06-14 | 5 | 10 | 3 | 35
336 | LEO-C_12_-2_3_5TM | 5TM | 4 | bulkPerm | Permittivity | - | 2013-09-11 | present | -2 | 12 | 3 | 35
337 | LEO-C_12_0_3_5TM | 5TM | 4 | bulkPerm | Permittivity | - | 2013-09-11 | present | 0 | 12 | 3 | 35
338 | LEO-C_12_2_3_5TM | 5TM | 4 | bulkPerm | Permittivity | - | 2013-09-11 | 2018-02-28 | 2 | 12 | 3 | 35
339 | LEO-C_12_4_3_5TM | 5TM | 4 | bulkPerm | Permittivity | - | 2013-09-11 | present | 4 | 12 | 3 | 35
340 | LEO-C_14_-5_3_5TM | 5TM | 4 | bulkPerm | Permittivity | - | 2013-09-11 | 2021-08-21 | -5 | 14 | 3 | 35
341 | LEO-C_14_-3_3_5TM | 5TM | 4 | bulkPerm | Permittivity | - | 2013-09-11 | 2014-06-23 | -3 | 14 | 3 | 35
342 | LEO-C_14_-1_3_5TM | 5TM | 4 | bulkPerm | Permittivity | - | 2013-09-11 | 2025-03-27 | -1 | 14 | 3 | 35
343 | LEO-C_14_1_3_5TM | 5TM | 4 | bulkPerm | Permittivity | - | 2013-09-11 | 2025-01-13 | 1 | 14 | 3 | 35
344 | LEO-C_14_3_3_5TM | 5TM | 4 | bulkPerm | Permittivity | - | 2013-09-11 | present | 3 | 14 | 3 | 35
345 | LEO-C_14_5_3_5TM | 5TM | 4 | bulkPerm | Permittivity | - | 2013-09-11 | 2017-12-11 | 5 | 14 | 3 | 35
346 | LEO-C_16_-4_3_5TM | 5TM | 4 | bulkPerm | Permittivity | - | 2013-09-11 | 2024-04-30 | -4 | 16 | 3 | 35
347 | LEO-C_16_-2_3_5TM | 5TM | 4 | bulkPerm | Permittivity | - | 2013-09-11 | 2025-02-11 | -2 | 16 | 3 | 35
348 | LEO-C_16_0_3_5TM | 5TM | 4 | bulkPerm | Permittivity | - | 2013-09-12 | 2022-02-25 | 0 | 16 | 3 | 35
349 | LEO-C_16_2_3_5TM | 5TM | 4 | bulkPerm | Permittivity | - | 2013-09-11 | present | 2 | 16 | 3 | 35
350 | LEO-C_16_4_3_5TM | 5TM | 4 | bulkPerm | Permittivity | - | 2013-09-11 | present | 4 | 16 | 3 | 35
351 | LEO-C_18_-5_3_5TM | 5TM | 4 | bulkPerm | Permittivity | - | 2013-09-11 | 2018-02-28 | -5 | 18 | 3 | 35
352 | LEO-C_18_-3_3_5TM | 5TM | 4 | bulkPerm | Permittivity | - | 2013-09-11 | 2018-01-29 | -3 | 18 | 3 | 35
353 | LEO-C_18_-1_3_5TM | 5TM | 4 | bulkPerm | Permittivity | - | 2013-09-11 | present | -1 | 18 | 3 | 35
354 | LEO-C_18_1_3_5TM | 5TM | 4 | bulkPerm | Permittivity | - | 2013-09-11 | 2016-01-15 | 1 | 18 | 3 | 35
355 | LEO-C_18_3_3_5TM | 5TM | 4 | bulkPerm | Permittivity | - | 2013-09-11 | 2025-08-30 | 3 | 18 | 3 | 35
356 | LEO-C_18_5_3_5TM | 5TM | 4 | bulkPerm | Permittivity | - | 2013-09-11 | present | 5 | 18 | 3 | 35
357 | LEO-C_20_-4_3_5TM | 5TM | 4 | bulkPerm | Permittivity | - | 2013-09-11 | present | -4 | 20 | 3 | 35
358 | LEO-C_20_-2_3_5TM | 5TM | 4 | bulkPerm | Permittivity | - | 2013-09-11 | 2018-01-02 | -2 | 20 | 3 | 35
359 | LEO-C_20_0_3_5TM | 5TM | 4 | bulkPerm | Permittivity | - | 2013-09-23 | 2020-08-17 | 0 | 20 | 3 | 35
360 | LEO-C_20_2_3_5TM | 5TM | 4 | bulkPerm | Permittivity | - | 2013-09-11 | 2016-08-17 | 2 | 20 | 3 | 35
361 | LEO-C_20_4_3_5TM | 5TM | 4 | bulkPerm | Permittivity | - | 2013-09-11 | 2015-05-31 | 4 | 20 | 3 | 35
362 | LEO-C_22_-5_3_5TM | 5TM | 4 | bulkPerm | Permittivity | - | 2013-09-11 | present | -5 | 22 | 3 | 35
363 | LEO-C_22_-3_3_5TM | 5TM | 4 | bulkPerm | Permittivity | - | 2013-09-11 | present | -3 | 22 | 3 | 35
364 | LEO-C_22_-1_3_5TM | 5TM | 4 | bulkPerm | Permittivity | - | 2013-09-11 | 2017-09-02 | -1 | 22 | 3 | 35
365 | LEO-C_22_1_3_5TM | 5TM | 4 | bulkPerm | Permittivity | - | 2013-09-11 | 2025-10-06 | 1 | 22 | 3 | 35
366 | LEO-C_22_3_3_5TM | 5TM | 4 | bulkPerm | Permittivity | - | 2013-09-11 | 2018-03-04 | 3 | 22 | 3 | 35
367 | LEO-C_22_5_3_5TM | 5TM | 4 | bulkPerm | Permittivity | - | 2013-09-11 | 2021-09-03 | 5 | 22 | 3 | 35
368 | LEO-C_24_-4_3_5TM | 5TM | 4 | bulkPerm | Permittivity | - | 2013-09-11 | 2013-09-23 | -4 | 24 | 3 | 35
369 | LEO-C_24_-2_3_5TM | 5TM | 4 | bulkPerm | Permittivity | - | 2013-09-11 | 2016-07-25 | -2 | 24 | 3 | 35
370 | LEO-C_24_0_3_5TM | 5TM | 4 | bulkPerm | Permittivity | - | 2013-09-11 | 2020-11-24 | 0 | 24 | 3 | 35
371 | LEO-C_24_2_3_5TM | 5TM | 4 | bulkPerm | Permittivity | - | 2013-09-11 | present | 2 | 24 | 3 | 35
372 | LEO-C_24_4_3_5TM | 5TM | 4 | bulkPerm | Permittivity | - | 2013-09-11 | 2016-12-07 | 4 | 24 | 3 | 35
373 | LEO-C_26_-5_3_5TM | 5TM | 4 | bulkPerm | Permittivity | - | 2013-09-11 | present | -5 | 26 | 3 | 35
374 | LEO-C_26_-3_3_5TM | 5TM | 4 | bulkPerm | Permittivity | - | 2013-09-11 | 2024-07-08 | -3 | 26 | 3 | 35
375 | LEO-C_26_-1_3_5TM | 5TM | 4 | bulkPerm | Permittivity | - | 2013-09-11 | 2020-01-15 | -1 | 26 | 3 | 35
376 | LEO-C_26_1_3_5TM | 5TM | 4 | bulkPerm | Permittivity | - | 2013-09-11 | present | 1 | 26 | 3 | 35
377 | LEO-C_26_3_3_5TM | 5TM | 4 | bulkPerm | Permittivity | - | 2013-09-11 | present | 3 | 26 | 3 | 35
378 | LEO-C_26_5_3_5TM | 5TM | 4 | bulkPerm | Permittivity | - | 2013-09-11 | present | 5 | 26 | 3 | 35
379 | LEO-C_28_-4_3_5TM | 5TM | 4 | bulkPerm | Permittivity | - | 2013-09-11 | present | -4 | 28 | 3 | 35
380 | LEO-C_28_-2_3_5TM | 5TM | 4 | bulkPerm | Permittivity | - | 2013-09-11 | 2025-08-10 | -2 | 28 | 3 | 35
381 | LEO-C_28_0_3_5TM | 5TM | 4 | bulkPerm | Permittivity | - |  |  | 0 | 28 | 3 | 35
382 | LEO-C_28_2_3_5TM | 5TM | 4 | bulkPerm | Permittivity | - | 2013-09-11 | present | 2 | 28 | 3 | 35
383 | LEO-C_28_4_3_5TM | 5TM | 4 | bulkPerm | Permittivity | - | 2013-09-11 | 2025-03-26 | 4 | 28 | 3 | 35
384 | LEO-C_2_-4_4_5TM | 5TM | 4 | bulkPerm | Permittivity | - | 2013-09-11 | present | -4 | 2 | 4 | 50
385 | LEO-C_2_-2_4_5TM | 5TM | 4 | bulkPerm | Permittivity | - | 2013-09-11 | 2020-02-13 | -2 | 2 | 4 | 50
386 | LEO-C_2_0_4_5TM | 5TM | 4 | bulkPerm | Permittivity | - | 2013-09-11 | 2016-12-07 | 0 | 2 | 4 | 50
387 | LEO-C_2_2_4_5TM | 5TM | 4 | bulkPerm | Permittivity | - | 2013-09-11 | 2017-05-06 | 2 | 2 | 4 | 50
388 | LEO-C_2_4_4_5TM | 5TM | 4 | bulkPerm | Permittivity | - | 2013-09-11 | present | 4 | 2 | 4 | 50
389 | LEO-C_4_-5_4_5TM | 5TM | 4 | bulkPerm | Permittivity | - | 2013-09-11 | 2020-11-09 | -5 | 4 | 4 | 50
390 | LEO-C_4_-3_4_5TM | 5TM | 4 | bulkPerm | Permittivity | - | 2013-09-11 | present | -3 | 4 | 4 | 50
391 | LEO-C_4_-1_4_5TM | 5TM | 4 | bulkPerm | Permittivity | - | 2013-09-11 | 2021-01-29 | -1 | 4 | 4 | 50
392 | LEO-C_4_0_4_5TM | 5TM | 4 | bulkPerm | Permittivity | - | 2013-09-11 | present | 0 | 4 | 4 | 50
393 | LEO-C_4_1_4_5TM | 5TM | 4 | bulkPerm | Permittivity | - | 2013-09-11 | 2022-03-26 | 1 | 4 | 4 | 50
394 | LEO-C_4_3_4_5TM | 5TM | 4 | bulkPerm | Permittivity | - | 2013-09-11 | present | 3 | 4 | 4 | 50
395 | LEO-C_4_5_4_5TM | 5TM | 4 | bulkPerm | Permittivity | - | 2013-09-11 | present | 5 | 4 | 4 | 50
396 | LEO-C_6_-4_4_5TM | 5TM | 4 | bulkPerm | Permittivity | - | 2013-09-11 | present | -4 | 6 | 4 | 50
397 | LEO-C_6_-2_4_5TM | 5TM | 4 | bulkPerm | Permittivity | - | 2013-09-11 | 2022-08-09 | -2 | 6 | 4 | 50
398 | LEO-C_6_0_4_5TM | 5TM | 4 | bulkPerm | Permittivity | - | 2013-09-11 | present | 0 | 6 | 4 | 50
399 | LEO-C_6_2_4_5TM | 5TM | 4 | bulkPerm | Permittivity | - | 2013-09-12 | present | 2 | 6 | 4 | 50
400 | LEO-C_6_4_4_5TM | 5TM | 4 | bulkPerm | Permittivity | - | 2013-09-11 | 2024-05-03 | 4 | 6 | 4 | 50
401 | LEO-C_8_-5_4_5TM | 5TM | 4 | bulkPerm | Permittivity | - | 2013-09-11 | 2016-07-25 | -5 | 8 | 4 | 50
402 | LEO-C_8_-3_4_5TM | 5TM | 4 | bulkPerm | Permittivity | - | 2013-09-11 | present | -3 | 8 | 4 | 50
403 | LEO-C_8_-1_4_5TM | 5TM | 4 | bulkPerm | Permittivity | - | 2013-09-11 | present | -1 | 8 | 4 | 50
404 | LEO-C_8_1_4_5TM | 5TM | 4 | bulkPerm | Permittivity | - | 2013-09-21 | 2022-03-18 | 1 | 8 | 4 | 50
405 | LEO-C_8_3_4_5TM | 5TM | 4 | bulkPerm | Permittivity | - | 2013-09-11 | 2024-03-16 | 3 | 8 | 4 | 50
406 | LEO-C_8_5_4_5TM | 5TM | 4 | bulkPerm | Permittivity | - |  |  | 5 | 8 | 4 | 50
407 | LEO-C_10_-4_4_5TM | 5TM | 4 | bulkPerm | Permittivity | - | 2013-09-11 | present | -4 | 10 | 4 | 50
408 | LEO-C_10_-2_4_5TM | 5TM | 4 | bulkPerm | Permittivity | - | 2013-09-11 | present | -2 | 10 | 4 | 50
409 | LEO-C_10_0_4_5TM | 5TM | 4 | bulkPerm | Permittivity | - | 2013-09-11 | 2025-04-26 | 0 | 10 | 4 | 50
410 | LEO-C_10_2_4_5TM | 5TM | 4 | bulkPerm | Permittivity | - | 2013-09-11 | 2017-12-11 | 2 | 10 | 4 | 50
411 | LEO-C_10_4_4_5TM | 5TM | 4 | bulkPerm | Permittivity | - | 2013-09-11 | present | 4 | 10 | 4 | 50
412 | LEO-C_12_-5_4_5TM | 5TM | 4 | bulkPerm | Permittivity | - |  |  | -5 | 12 | 4 | 50
413 | LEO-C_12_-4_3_5TM | 5TM | 4 | bulkPerm | Permittivity | - | 2013-09-11 | present | -4 | 12 | 3 | 35
414 | LEO-C_12_-3_4_5TM | 5TM | 4 | bulkPerm | Permittivity | - | 2013-09-11 | present | -3 | 12 | 4 | 50
415 | LEO-C_12_-1_4_5TM | 5TM | 4 | bulkPerm | Permittivity | - | 2013-09-11 | present | -1 | 12 | 4 | 50
416 | LEO-C_12_1_4_5TM | 5TM | 4 | bulkPerm | Permittivity | - | 2013-09-11 | 2025-06-29 | 1 | 12 | 4 | 50
417 | LEO-C_12_3_4_5TM | 5TM | 4 | bulkPerm | Permittivity | - | 2013-09-11 | present | 3 | 12 | 4 | 50
418 | LEO-C_12_5_4_5TM | 5TM | 4 | bulkPerm | Permittivity | - | 2013-09-11 | present | 5 | 12 | 4 | 50
419 | LEO-C_14_-4_4_5TM | 5TM | 4 | bulkPerm | Permittivity | - | 2013-09-11 | 2016-08-03 | -4 | 14 | 4 | 50
420 | LEO-C_14_-2_4_5TM | 5TM | 4 | bulkPerm | Permittivity | - | 2013-09-11 | 2017-12-11 | -2 | 14 | 4 | 50
421 | LEO-C_14_0_4_5TM | 5TM | 4 | bulkPerm | Permittivity | - | 2013-09-11 | 2017-03-12 | 0 | 14 | 4 | 50
422 | LEO-C_14_2_4_5TM | 5TM | 4 | bulkPerm | Permittivity | - | 2013-09-11 | present | 2 | 14 | 4 | 50
423 | LEO-C_14_4_4_5TM | 5TM | 4 | bulkPerm | Permittivity | - | 2013-09-11 | present | 4 | 14 | 4 | 50
424 | LEO-C_16_-5_4_5TM | 5TM | 4 | bulkPerm | Permittivity | - | 2013-09-11 | 2022-03-01 | -5 | 16 | 4 | 50
425 | LEO-C_16_-3_4_5TM | 5TM | 4 | bulkPerm | Permittivity | - | 2013-09-11 | 2016-12-07 | -3 | 16 | 4 | 50
426 | LEO-C_16_-1_4_5TM | 5TM | 4 | bulkPerm | Permittivity | - | 2013-09-11 | present | -1 | 16 | 4 | 50
427 | LEO-C_16_1_4_5TM | 5TM | 4 | bulkPerm | Permittivity | - | 2013-09-11 | 2016-12-24 | 1 | 16 | 4 | 50
428 | LEO-C_16_3_4_5TM | 5TM | 4 | bulkPerm | Permittivity | - | 2013-09-11 | 2018-02-28 | 3 | 16 | 4 | 50
429 | LEO-C_16_5_4_5TM | 5TM | 4 | bulkPerm | Permittivity | - | 2013-09-11 | present | 5 | 16 | 4 | 50
430 | LEO-C_18_-4_4_5TM | 5TM | 4 | bulkPerm | Permittivity | - | 2013-09-11 | 2018-07-26 | -4 | 18 | 4 | 50
431 | LEO-C_18_-2_4_5TM | 5TM | 4 | bulkPerm | Permittivity | - | 2013-09-11 | 2018-02-28 | -2 | 18 | 4 | 50
432 | LEO-C_18_0_4_5TM | 5TM | 4 | bulkPerm | Permittivity | - | 2013-09-11 | present | 0 | 18 | 4 | 50
433 | LEO-C_18_2_4_5TM | 5TM | 4 | bulkPerm | Permittivity | - | 2013-09-11 | 2022-12-15 | 2 | 18 | 4 | 50
434 | LEO-C_18_4_4_5TM | 5TM | 4 | bulkPerm | Permittivity | - | 2013-09-11 | 2025-03-22 | 4 | 18 | 4 | 50
435 | LEO-C_20_-5_4_5TM | 5TM | 4 | bulkPerm | Permittivity | - | 2013-09-11 | 2017-12-05 | -5 | 20 | 4 | 50
436 | LEO-C_20_-3_4_5TM | 5TM | 4 | bulkPerm | Permittivity | - | 2013-09-11 | present | -3 | 20 | 4 | 50
437 | LEO-C_20_-1_4_5TM | 5TM | 4 | bulkPerm | Permittivity | - | 2013-09-11 | 2018-01-29 | -1 | 20 | 4 | 50
438 | LEO-C_20_1_4_5TM | 5TM | 4 | bulkPerm | Permittivity | - | 2013-09-11 | 2025-03-22 | 1 | 20 | 4 | 50
439 | LEO-C_20_3_4_5TM | 5TM | 4 | bulkPerm | Permittivity | - | 2013-09-11 | 2025-06-15 | 3 | 20 | 4 | 50
440 | LEO-C_20_5_4_5TM | 5TM | 4 | bulkPerm | Permittivity | - | 2013-09-11 | 2017-01-10 | 5 | 20 | 4 | 50
441 | LEO-C_22_-4_4_5TM | 5TM | 4 | bulkPerm | Permittivity | - | 2013-09-11 | 2017-08-24 | -4 | 22 | 4 | 50
442 | LEO-C_22_-2_4_5TM | 5TM | 4 | bulkPerm | Permittivity | - | 2013-09-11 | 2016-01-15 | -2 | 22 | 4 | 50
443 | LEO-C_22_0_4_5TM | 5TM | 4 | bulkPerm | Permittivity | - | 2013-09-11 | 2017-12-11 | 0 | 22 | 4 | 50
444 | LEO-C_22_2_4_5TM | 5TM | 4 | bulkPerm | Permittivity | - | 2013-09-11 | 2025-06-17 | 2 | 22 | 4 | 50
445 | LEO-C_22_4_4_5TM | 5TM | 4 | bulkPerm | Permittivity | - | 2013-09-11 | 2025-03-14 | 4 | 22 | 4 | 50
446 | LEO-C_24_-5_4_5TM | 5TM | 4 | bulkPerm | Permittivity | - | 2013-09-11 | 2018-02-28 | -5 | 24 | 4 | 50
447 | LEO-C_24_-3_4_5TM | 5TM | 4 | bulkPerm | Permittivity | - |  |  | -3 | 24 | 4 | 50
448 | LEO-C_24_-1_4_5TM | 5TM | 4 | bulkPerm | Permittivity | - | 2013-09-11 | 2025-03-14 | -1 | 24 | 4 | 50
449 | LEO-C_24_1_4_5TM | 5TM | 4 | bulkPerm | Permittivity | - | 2013-09-11 | 2025-03-14 | 1 | 24 | 4 | 50
450 | LEO-C_24_3_4_5TM | 5TM | 4 | bulkPerm | Permittivity | - | 2013-09-11 | 2018-03-27 | 3 | 24 | 4 | 50
451 | LEO-C_24_5_4_5TM | 5TM | 4 | bulkPerm | Permittivity | - | 2013-09-11 | present | 5 | 24 | 4 | 50
452 | LEO-C_26_-4_4_5TM | 5TM | 4 | bulkPerm | Permittivity | - | 2013-09-11 | 2016-09-09 | -4 | 26 | 4 | 50
453 | LEO-C_26_-2_4_5TM | 5TM | 4 | bulkPerm | Permittivity | - | 2013-09-11 | present | -2 | 26 | 4 | 50
454 | LEO-C_26_0_4_5TM | 5TM | 4 | bulkPerm | Permittivity | - | 2013-09-11 | 2018-03-06 | 0 | 26 | 4 | 50
455 | LEO-C_26_2_4_5TM | 5TM | 4 | bulkPerm | Permittivity | - | 2013-09-11 | present | 2 | 26 | 4 | 50
456 | LEO-C_26_4_4_5TM | 5TM | 4 | bulkPerm | Permittivity | - | 2013-09-11 | 2018-02-28 | 4 | 26 | 4 | 50
457 | LEO-C_28_-5_4_5TM | 5TM | 4 | bulkPerm | Permittivity | - | 2013-09-11 | 2025-03-10 | -5 | 28 | 4 | 50
458 | LEO-C_28_-3_4_5TM | 5TM | 4 | bulkPerm | Permittivity | - | 2013-09-11 | present | -3 | 28 | 4 | 50
459 | LEO-C_28_-1_4_5TM | 5TM | 4 | bulkPerm | Permittivity | - | 2013-09-11 | present | -1 | 28 | 4 | 50
460 | LEO-C_28_1_4_5TM | 5TM | 4 | bulkPerm | Permittivity | - | 2013-09-11 | 2024-12-07 | 1 | 28 | 4 | 50
461 | LEO-C_28_3_4_5TM | 5TM | 4 | bulkPerm | Permittivity | - |  |  | 3 | 28 | 4 | 50
462 | LEO-C_28_5_4_5TM | 5TM | 4 | bulkPerm | Permittivity | - | 2013-09-11 | present | 5 | 28 | 4 | 50
463 | LEO-C_2_-4_5_5TM | 5TM | 4 | bulkPerm | Permittivity | - | 2013-09-11 | 2024-07-02 | -4 | 2 | 5 | 85
464 | LEO-C_2_-2_5_5TM | 5TM | 4 | bulkPerm | Permittivity | - | 2013-09-11 | present | -2 | 2 | 5 | 85
465 | LEO-C_2_0_5_5TM | 5TM | 4 | bulkPerm | Permittivity | - | 2013-09-11 | 2025-03-10 | 0 | 2 | 5 | 85
466 | LEO-C_2_2_5_5TM | 5TM | 4 | bulkPerm | Permittivity | - | 2013-09-11 | 2018-03-06 | 2 | 2 | 5 | 85
467 | LEO-C_2_4_5_5TM | 5TM | 4 | bulkPerm | Permittivity | - | 2013-09-11 | present | 4 | 2 | 5 | 85
468 | LEO-C_4_0_5_5TM | 5TM | 4 | bulkPerm | Permittivity | - | 2013-09-11 | 2024-07-10 | 0 | 4 | 5 | 85
469 | LEO-C_6_-4_5_5TM | 5TM | 4 | bulkPerm | Permittivity | - | 2013-09-11 | 2025-03-31 | -4 | 6 | 5 | 85
470 | LEO-C_6_-2_5_5TM | 5TM | 4 | bulkPerm | Permittivity | - | 2013-09-11 | 2017-11-08 | -2 | 6 | 5 | 85
471 | LEO-C_6_0_5_5TM | 5TM | 4 | bulkPerm | Permittivity | - | 2013-09-11 | present | 0 | 6 | 5 | 85
472 | LEO-C_6_2_5_5TM | 5TM | 4 | bulkPerm | Permittivity | - | 2013-09-12 | 2021-12-17 | 2 | 6 | 5 | 85
473 | LEO-C_6_4_5_5TM | 5TM | 4 | bulkPerm | Permittivity | - | 2013-09-11 | present | 4 | 6 | 5 | 85
474 | LEO-C_10_-4_5_5TM | 5TM | 4 | bulkPerm | Permittivity | - | 2013-09-11 | 2025-01-27 | -4 | 10 | 5 | 85
475 | LEO-C_10_-2_5_5TM | 5TM | 4 | bulkPerm | Permittivity | - | 2013-09-11 | 2025-03-31 | -2 | 10 | 5 | 85
476 | LEO-C_10_0_5_5TM | 5TM | 4 | bulkPerm | Permittivity | - | 2013-09-11 | 2025-03-26 | 0 | 10 | 5 | 85
477 | LEO-C_10_2_5_5TM | 5TM | 4 | bulkPerm | Permittivity | - | 2014-06-11 | 2015-01-12 | 2 | 10 | 5 | 85
478 | LEO-C_10_4_5_5TM | 5TM | 4 | bulkPerm | Permittivity | - | 2013-09-11 | 2018-07-26 | 4 | 10 | 5 | 85
479 | LEO-C_14_-4_5_5TM | 5TM | 4 | bulkPerm | Permittivity | - | 2013-09-11 | 2018-01-29 | -4 | 14 | 5 | 85
480 | LEO-C_14_-2_5_5TM | 5TM | 4 | bulkPerm | Permittivity | - | 2013-09-11 | 2021-08-22 | -2 | 14 | 5 | 85
481 | LEO-C_14_0_5_5TM | 5TM | 4 | bulkPerm | Permittivity | - | 2013-09-11 | 2024-04-14 | 0 | 14 | 5 | 85
482 | LEO-C_14_2_5_5TM | 5TM | 4 | bulkPerm | Permittivity | - | 2013-09-11 | 2022-05-09 | 2 | 14 | 5 | 85
483 | LEO-C_14_4_5_5TM | 5TM | 4 | bulkPerm | Permittivity | - | 2013-09-11 | present | 4 | 14 | 5 | 85
484 | LEO-C_18_-4_5_5TM | 5TM | 4 | bulkPerm | Permittivity | - | 2013-09-11 | present | -4 | 18 | 5 | 85
485 | LEO-C_18_-2_5_5TM | 5TM | 4 | bulkPerm | Permittivity | - | 2013-09-11 | 2014-02-03 | -2 | 18 | 5 | 85
486 | LEO-C_18_0_5_5TM | 5TM | 4 | bulkPerm | Permittivity | - | 2013-09-15 | 2023-03-25 | 0 | 18 | 5 | 85
487 | LEO-C_18_2_5_5TM | 5TM | 4 | bulkPerm | Permittivity | - | 2013-09-11 | present | 2 | 18 | 5 | 85
488 | LEO-C_18_4_5_5TM | 5TM | 4 | bulkPerm | Permittivity | - | 2013-09-11 | present | 4 | 18 | 5 | 85
489 | LEO-C_22_-4_5_5TM | 5TM | 4 | bulkPerm | Permittivity | - | 2013-09-11 | present | -4 | 22 | 5 | 85
490 | LEO-C_22_-2_5_5TM | 5TM | 4 | bulkPerm | Permittivity | - | 2013-09-11 | 2023-06-23 | -2 | 22 | 5 | 85
491 | LEO-C_22_0_5_5TM | 5TM | 4 | bulkPerm | Permittivity | - | 2013-09-11 | 2016-12-07 | 0 | 22 | 5 | 85
492 | LEO-C_22_2_5_5TM | 5TM | 4 | bulkPerm | Permittivity | - | 2013-09-11 | 2015-01-12 | 2 | 22 | 5 | 85
493 | LEO-C_22_4_5_5TM | 5TM | 4 | bulkPerm | Permittivity | - | 2013-09-11 | 2018-04-10 | 4 | 22 | 5 | 85
494 | LEO-C_26_-2_5_5TM | 5TM | 4 | bulkPerm | Permittivity | - | 2014-06-11 | 2015-01-12 | -2 | 26 | 5 | 85
495 | LEO-C_26_0_5_5TM | 5TM | 4 | bulkPerm | Permittivity | - | 2013-09-11 | present | 0 | 26 | 5 | 85
496 | LEO-C_26_2_5_5TM | 5TM | 4 | bulkPerm | Permittivity | - | 2013-09-11 | present | 2 | 26 | 5 | 85
1 | LEO-C_2_-5_1_5TM | 5TM | 6 | VWC | Volumetric water content | % | 2013-09-11 | 2020-09-14 | -5 | 2 | 1 | 5
2 | LEO-C_2_-4_1_5TM | 5TM | 6 | VWC | Volumetric water content | % | 2013-09-11 | 2018-09-25 | -4 | 2 | 1 | 5
3 | LEO-C_2_-3_1_5TM | 5TM | 6 | VWC | Volumetric water content | % | 2013-09-11 | 2018-02-28 | -3 | 2 | 1 | 5
4 | LEO-C_2_-2_1_5TM | 5TM | 6 | VWC | Volumetric water content | % | 2013-09-11 | present | -2 | 2 | 1 | 5
5 | LEO-C_2_-1_1_5TM | 5TM | 6 | VWC | Volumetric water content | % | 2013-09-11 | 2018-05-22 | -1 | 2 | 1 | 5
6 | LEO-C_2_0_1_5TM | 5TM | 6 | VWC | Volumetric water content | % | 2013-09-11 | 2023-03-16 | 0 | 2 | 1 | 5
7 | LEO-C_2_1_1_5TM | 5TM | 6 | VWC | Volumetric water content | % | 2013-09-11 | 2018-11-09 | 1 | 2 | 1 | 5
8 | LEO-C_2_2_1_5TM | 5TM | 6 | VWC | Volumetric water content | % | 2013-09-11 | present | 2 | 2 | 1 | 5
9 | LEO-C_2_3_1_5TM | 5TM | 6 | VWC | Volumetric water content | % | 2013-09-11 | 2017-12-09 | 3 | 2 | 1 | 5
10 | LEO-C_2_4_1_5TM | 5TM | 6 | VWC | Volumetric water content | % | 2013-09-11 | 2018-05-08 | 4 | 2 | 1 | 5
11 | LEO-C_2_5_1_5TM | 5TM | 6 | VWC | Volumetric water content | % | 2013-09-11 | 2019-08-02 | 5 | 2 | 1 | 5
12 | LEO-C_4_-5_1_5TM | 5TM | 6 | VWC | Volumetric water content | % | 2013-09-11 | 2017-11-04 | -5 | 4 | 1 | 5
13 | LEO-C_4_-4_1_5TM | 5TM | 6 | VWC | Volumetric water content | % | 2013-09-11 | 2019-05-16 | -4 | 4 | 1 | 5
14 | LEO-C_4_-3_1_5TM | 5TM | 6 | VWC | Volumetric water content | % | 2013-09-11 | 2020-09-04 | -3 | 4 | 1 | 5
15 | LEO-C_4_-2_1_5TM | 5TM | 6 | VWC | Volumetric water content | % | 2013-09-11 | 2020-07-02 | -2 | 4 | 1 | 5
16 | LEO-C_4_-1_1_5TM | 5TM | 6 | VWC | Volumetric water content | % | 2013-09-11 | 2019-04-19 | -1 | 4 | 1 | 5
17 | LEO-C_4_0_1_5TM | 5TM | 6 | VWC | Volumetric water content | % | 2013-09-11 | 2015-08-01 | 0 | 4 | 1 | 5
18 | LEO-C_4_1_1_5TM | 5TM | 6 | VWC | Volumetric water content | % | 2013-09-11 | 2018-03-06 | 1 | 4 | 1 | 5
19 | LEO-C_4_2_1_5TM | 5TM | 6 | VWC | Volumetric water content | % | 2013-09-11 | 2023-03-27 | 2 | 4 | 1 | 5
20 | LEO-C_4_3_1_5TM | 5TM | 6 | VWC | Volumetric water content | % | 2013-09-11 | 2024-07-11 | 3 | 4 | 1 | 5
21 | LEO-C_4_4_1_5TM | 5TM | 6 | VWC | Volumetric water content | % | 2013-09-11 | 2019-04-19 | 4 | 4 | 1 | 5
22 | LEO-C_4_5_1_5TM | 5TM | 6 | VWC | Volumetric water content | % | 2013-09-11 | 2025-11-01 | 5 | 4 | 1 | 5
23 | LEO-C_6_-5_1_5TM | 5TM | 6 | VWC | Volumetric water content | % | 2013-09-11 | 2025-03-31 | -5 | 6 | 1 | 5
24 | LEO-C_6_-4_1_5TM | 5TM | 6 | VWC | Volumetric water content | % | 2013-09-11 | 2019-01-13 | -4 | 6 | 1 | 5
25 | LEO-C_6_-3_1_5TM | 5TM | 6 | VWC | Volumetric water content | % | 2013-09-11 | present | -3 | 6 | 1 | 5
26 | LEO-C_6_-2_1_5TM | 5TM | 6 | VWC | Volumetric water content | % | 2013-09-11 | present | -2 | 6 | 1 | 5
27 | LEO-C_6_-1_1_5TM | 5TM | 6 | VWC | Volumetric water content | % | 2013-09-11 | 2019-09-15 | -1 | 6 | 1 | 5
28 | LEO-C_6_0_1_5TM | 5TM | 6 | VWC | Volumetric water content | % | 2013-09-11 | 2021-02-16 | 0 | 6 | 1 | 5
29 | LEO-C_6_1_1_5TM | 5TM | 6 | VWC | Volumetric water content | % | 2013-09-11 | 2020-05-26 | 1 | 6 | 1 | 5
30 | LEO-C_6_2_1_5TM | 5TM | 6 | VWC | Volumetric water content | % | 2013-09-11 | 2019-04-19 | 2 | 6 | 1 | 5
31 | LEO-C_6_3_1_5TM | 5TM | 6 | VWC | Volumetric water content | % | 2013-09-11 | 2019-08-12 | 3 | 6 | 1 | 5
32 | LEO-C_6_4_1_5TM | 5TM | 6 | VWC | Volumetric water content | % | 2013-09-12 | 2020-03-01 | 4 | 6 | 1 | 5
33 | LEO-C_6_5_1_5TM | 5TM | 6 | VWC | Volumetric water content | % | 2013-09-11 | 2024-01-14 | 5 | 6 | 1 | 5
34 | LEO-C_8_-5_1_5TM | 5TM | 6 | VWC | Volumetric water content | % | 2013-09-11 | present | -5 | 8 | 1 | 5
35 | LEO-C_8_-4_1_5TM | 5TM | 6 | VWC | Volumetric water content | % | 2013-09-11 | 2022-06-13 | -4 | 8 | 1 | 5
36 | LEO-C_8_-3_1_5TM | 5TM | 6 | VWC | Volumetric water content | % | 2013-09-11 | 2019-08-03 | -3 | 8 | 1 | 5
37 | LEO-C_8_-2_1_5TM | 5TM | 6 | VWC | Volumetric water content | % | 2013-09-11 | 2018-07-26 | -2 | 8 | 1 | 5
38 | LEO-C_8_-1_1_5TM | 5TM | 6 | VWC | Volumetric water content | % | 2013-09-11 | 2020-08-05 | -1 | 8 | 1 | 5
39 | LEO-C_8_0_1_5TM | 5TM | 6 | VWC | Volumetric water content | % | 2013-09-11 | 2017-08-24 | 0 | 8 | 1 | 5
40 | LEO-C_8_1_1_5TM | 5TM | 6 | VWC | Volumetric water content | % | 2013-09-11 | 2018-06-14 | 1 | 8 | 1 | 5
41 | LEO-C_8_2_1_5TM | 5TM | 6 | VWC | Volumetric water content | % | 2013-09-11 | 2018-02-28 | 2 | 8 | 1 | 5
42 | LEO-C_8_3_1_5TM | 5TM | 6 | VWC | Volumetric water content | % | 2013-09-11 | 2018-08-02 | 3 | 8 | 1 | 5
43 | LEO-C_8_4_1_5TM | 5TM | 6 | VWC | Volumetric water content | % | 2013-09-11 | 2023-01-29 | 4 | 8 | 1 | 5
44 | LEO-C_8_5_1_5TM | 5TM | 6 | VWC | Volumetric water content | % | 2013-09-11 | 2024-06-19 | 5 | 8 | 1 | 5
45 | LEO-C_10_-5_1_5TM | 5TM | 6 | VWC | Volumetric water content | % | 2013-09-11 | 2022-03-01 | -5 | 10 | 1 | 5
46 | LEO-C_10_-4_1_5TM | 5TM | 6 | VWC | Volumetric water content | % | 2013-09-11 | 2018-06-23 | -4 | 10 | 1 | 5
47 | LEO-C_10_-3_1_5TM | 5TM | 6 | VWC | Volumetric water content | % | 2013-09-11 | 2019-09-24 | -3 | 10 | 1 | 5
48 | LEO-C_10_-2_1_5TM | 5TM | 6 | VWC | Volumetric water content | % | 2013-09-11 | 2021-08-23 | -2 | 10 | 1 | 5
49 | LEO-C_10_-1_1_5TM | 5TM | 6 | VWC | Volumetric water content | % | 2013-09-11 | 2021-11-20 | -1 | 10 | 1 | 5
50 | LEO-C_10_0_1_5TM | 5TM | 6 | VWC | Volumetric water content | % | 2013-09-11 | 2022-09-30 | 0 | 10 | 1 | 5
51 | LEO-C_10_1_1_5TM | 5TM | 6 | VWC | Volumetric water content | % | 2013-09-11 | 2020-06-03 | 1 | 10 | 1 | 5
52 | LEO-C_10_2_1_5TM | 5TM | 6 | VWC | Volumetric water content | % | 2013-09-11 | 2025-06-16 | 2 | 10 | 1 | 5
53 | LEO-C_10_3_1_5TM | 5TM | 6 | VWC | Volumetric water content | % | 2013-09-11 | 2018-02-28 | 3 | 10 | 1 | 5
54 | LEO-C_10_4_1_5TM | 5TM | 6 | VWC | Volumetric water content | % | 2013-09-11 | 2018-01-29 | 4 | 10 | 1 | 5
55 | LEO-C_10_5_1_5TM | 5TM | 6 | VWC | Volumetric water content | % | 2013-09-11 | 2021-06-21 | 5 | 10 | 1 | 5
56 | LEO-C_12_-5_1_5TM | 5TM | 6 | VWC | Volumetric water content | % | 2013-09-11 | 2018-02-28 | -5 | 12 | 1 | 5
57 | LEO-C_12_-4_1_5TM | 5TM | 6 | VWC | Volumetric water content | % | 2013-09-11 | present | -4 | 12 | 1 | 5
58 | LEO-C_12_-3_1_5TM | 5TM | 6 | VWC | Volumetric water content | % | 2013-09-11 | 2018-02-28 | -3 | 12 | 1 | 5
59 | LEO-C_12_-2_1_5TM | 5TM | 6 | VWC | Volumetric water content | % | 2013-09-11 | 2019-09-18 | -2 | 12 | 1 | 5
60 | LEO-C_12_-1_1_5TM | 5TM | 6 | VWC | Volumetric water content | % | 2013-09-11 | 2018-09-11 | -1 | 12 | 1 | 5
61 | LEO-C_12_0_1_5TM | 5TM | 6 | VWC | Volumetric water content | % | 2013-09-11 | 2018-07-30 | 0 | 12 | 1 | 5
62 | LEO-C_12_1_1_5TM | 5TM | 6 | VWC | Volumetric water content | % | 2013-09-11 | 2019-10-10 | 1 | 12 | 1 | 5
63 | LEO-C_12_2_1_5TM | 5TM | 6 | VWC | Volumetric water content | % | 2013-09-11 | 2022-03-14 | 2 | 12 | 1 | 5
64 | LEO-C_12_3_1_5TM | 5TM | 6 | VWC | Volumetric water content | % | 2013-09-11 | 2020-02-04 | 3 | 12 | 1 | 5
65 | LEO-C_12_4_1_5TM | 5TM | 6 | VWC | Volumetric water content | % | 2013-09-11 | 2025-03-18 | 4 | 12 | 1 | 5
66 | LEO-C_12_5_1_5TM | 5TM | 6 | VWC | Volumetric water content | % | 2013-09-11 | 2025-04-20 | 5 | 12 | 1 | 5
67 | LEO-C_14_-5_1_5TM | 5TM | 6 | VWC | Volumetric water content | % | 2013-09-11 | 2017-08-25 | -5 | 14 | 1 | 5
68 | LEO-C_14_-4_1_5TM | 5TM | 6 | VWC | Volumetric water content | % | 2013-09-11 | 2025-03-29 | -4 | 14 | 1 | 5
69 | LEO-C_14_-3_1_5TM | 5TM | 6 | VWC | Volumetric water content | % | 2013-09-11 | 2017-10-18 | -3 | 14 | 1 | 5
70 | LEO-C_14_-2_1_5TM | 5TM | 6 | VWC | Volumetric water content | % | 2013-09-11 | 2017-12-11 | -2 | 14 | 1 | 5
71 | LEO-C_14_-1_1_5TM | 5TM | 6 | VWC | Volumetric water content | % | 2013-09-11 | 2019-09-02 | -1 | 14 | 1 | 5
72 | LEO-C_14_0_1_5TM | 5TM | 6 | VWC | Volumetric water content | % | 2013-09-11 | 2025-05-29 | 0 | 14 | 1 | 5
73 | LEO-C_14_1_1_5TM | 5TM | 6 | VWC | Volumetric water content | % | 2013-09-11 | 2019-08-06 | 1 | 14 | 1 | 5
74 | LEO-C_14_2_1_5TM | 5TM | 6 | VWC | Volumetric water content | % | 2013-09-11 | 2018-01-04 | 2 | 14 | 1 | 5
75 | LEO-C_14_3_1_5TM | 5TM | 6 | VWC | Volumetric water content | % | 2013-09-11 | 2018-07-05 | 3 | 14 | 1 | 5
76 | LEO-C_14_4_1_5TM | 5TM | 6 | VWC | Volumetric water content | % | 2013-09-11 | 2017-02-28 | 4 | 14 | 1 | 5
77 | LEO-C_14_5_1_5TM | 5TM | 6 | VWC | Volumetric water content | % | 2013-09-11 | 2018-06-12 | 5 | 14 | 1 | 5
78 | LEO-C_16_-5_1_5TM | 5TM | 6 | VWC | Volumetric water content | % | 2013-09-11 | 2017-10-16 | -5 | 16 | 1 | 5
79 | LEO-C_16_-4_1_5TM | 5TM | 6 | VWC | Volumetric water content | % | 2013-09-11 | 2025-02-11 | -4 | 16 | 1 | 5
80 | LEO-C_16_-3_1_5TM | 5TM | 6 | VWC | Volumetric water content | % | 2013-09-11 | 2019-04-19 | -3 | 16 | 1 | 5
81 | LEO-C_16_-2_1_5TM | 5TM | 6 | VWC | Volumetric water content | % | 2013-09-11 | 2018-07-17 | -2 | 16 | 1 | 5
82 | LEO-C_16_-1_1_5TM | 5TM | 6 | VWC | Volumetric water content | % | 2013-09-11 | 2024-02-27 | -1 | 16 | 1 | 5
83 | LEO-C_16_0_1_5TM | 5TM | 6 | VWC | Volumetric water content | % | 2013-09-11 | 2020-08-09 | 0 | 16 | 1 | 5
84 | LEO-C_16_1_1_5TM | 5TM | 6 | VWC | Volumetric water content | % | 2013-09-11 | 2018-01-16 | 1 | 16 | 1 | 5
85 | LEO-C_16_2_1_5TM | 5TM | 6 | VWC | Volumetric water content | % | 2013-09-11 | 2020-11-03 | 2 | 16 | 1 | 5
86 | LEO-C_16_3_1_5TM | 5TM | 6 | VWC | Volumetric water content | % | 2013-09-11 | 2018-03-08 | 3 | 16 | 1 | 5
87 | LEO-C_16_4_1_5TM | 5TM | 6 | VWC | Volumetric water content | % | 2013-09-11 | 2025-03-14 | 4 | 16 | 1 | 5
88 | LEO-C_16_5_1_5TM | 5TM | 6 | VWC | Volumetric water content | % | 2013-09-11 | 2021-08-13 | 5 | 16 | 1 | 5
89 | LEO-C_18_-5_1_5TM | 5TM | 6 | VWC | Volumetric water content | % | 2013-09-11 | 2022-08-02 | -5 | 18 | 1 | 5
90 | LEO-C_18_-4_1_5TM | 5TM | 6 | VWC | Volumetric water content | % | 2013-09-11 | 2017-04-05 | -4 | 18 | 1 | 5
91 | LEO-C_18_-3_1_5TM | 5TM | 6 | VWC | Volumetric water content | % | 2013-09-11 | 2018-05-14 | -3 | 18 | 1 | 5
92 | LEO-C_18_-2_1_5TM | 5TM | 6 | VWC | Volumetric water content | % | 2013-09-11 | 2018-04-27 | -2 | 18 | 1 | 5
93 | LEO-C_18_-1_1_5TM | 5TM | 6 | VWC | Volumetric water content | % | 2013-09-11 | 2023-07-03 | -1 | 18 | 1 | 5
94 | LEO-C_18_0_1_5TM | 5TM | 6 | VWC | Volumetric water content | % | 2013-09-11 | 2019-08-18 | 0 | 18 | 1 | 5
95 | LEO-C_18_1_1_5TM | 5TM | 6 | VWC | Volumetric water content | % | 2013-09-11 | 2018-05-27 | 1 | 18 | 1 | 5
96 | LEO-C_18_2_1_5TM | 5TM | 6 | VWC | Volumetric water content | % | 2013-09-11 | 2023-07-14 | 2 | 18 | 1 | 5
97 | LEO-C_18_3_1_5TM | 5TM | 6 | VWC | Volumetric water content | % | 2013-09-11 | 2018-01-28 | 3 | 18 | 1 | 5
98 | LEO-C_18_4_1_5TM | 5TM | 6 | VWC | Volumetric water content | % | 2013-09-11 | 2018-05-24 | 4 | 18 | 1 | 5
99 | LEO-C_18_5_1_5TM | 5TM | 6 | VWC | Volumetric water content | % | 2013-09-11 | 2018-08-27 | 5 | 18 | 1 | 5
100 | LEO-C_20_-5_1_5TM | 5TM | 6 | VWC | Volumetric water content | % | 2013-09-11 | 2020-08-04 | -5 | 20 | 1 | 5
101 | LEO-C_20_-4_1_5TM | 5TM | 6 | VWC | Volumetric water content | % | 2013-09-11 | 2018-05-13 | -4 | 20 | 1 | 5
102 | LEO-C_20_-3_1_5TM | 5TM | 6 | VWC | Volumetric water content | % | 2013-09-11 | 2018-02-13 | -3 | 20 | 1 | 5
103 | LEO-C_20_-2_1_5TM | 5TM | 6 | VWC | Volumetric water content | % | 2013-09-11 | 2023-07-03 | -2 | 20 | 1 | 5
104 | LEO-C_20_-1_1_5TM | 5TM | 6 | VWC | Volumetric water content | % | 2013-09-11 | 2018-11-01 | -1 | 20 | 1 | 5
105 | LEO-C_20_0_1_5TM | 5TM | 6 | VWC | Volumetric water content | % | 2013-09-11 | 2019-06-05 | 0 | 20 | 1 | 5
106 | LEO-C_20_1_1_5TM | 5TM | 6 | VWC | Volumetric water content | % | 2013-09-11 | 2017-12-26 | 1 | 20 | 1 | 5
107 | LEO-C_20_2_1_5TM | 5TM | 6 | VWC | Volumetric water content | % | 2013-09-11 | 2018-07-12 | 2 | 20 | 1 | 5
108 | LEO-C_20_3_1_5TM | 5TM | 6 | VWC | Volumetric water content | % | 2013-09-11 | 2018-06-18 | 3 | 20 | 1 | 5
109 | LEO-C_20_4_1_5TM | 5TM | 6 | VWC | Volumetric water content | % | 2013-09-11 | 2018-01-02 | 4 | 20 | 1 | 5
110 | LEO-C_20_5_1_5TM | 5TM | 6 | VWC | Volumetric water content | % | 2013-09-11 | 2016-01-15 | 5 | 20 | 1 | 5
111 | LEO-C_22_-5_1_5TM | 5TM | 6 | VWC | Volumetric water content | % | 2013-09-11 | 2019-04-19 | -5 | 22 | 1 | 5
112 | LEO-C_22_-4_1_5TM | 5TM | 6 | VWC | Volumetric water content | % | 2013-09-11 | 2018-04-12 | -4 | 22 | 1 | 5
113 | LEO-C_22_-3_1_5TM | 5TM | 6 | VWC | Volumetric water content | % | 2013-09-11 | 2022-07-13 | -3 | 22 | 1 | 5
114 | LEO-C_22_-2_1_5TM | 5TM | 6 | VWC | Volumetric water content | % | 2013-09-11 | 2020-02-13 | -2 | 22 | 1 | 5
115 | LEO-C_22_-1_1_5TM | 5TM | 6 | VWC | Volumetric water content | % | 2013-09-11 | 2017-08-24 | -1 | 22 | 1 | 5
116 | LEO-C_22_0_1_5TM | 5TM | 6 | VWC | Volumetric water content | % | 2013-09-11 | 2022-05-07 | 0 | 22 | 1 | 5
117 | LEO-C_22_1_1_5TM | 5TM | 6 | VWC | Volumetric water content | % | 2013-09-11 | 2018-05-20 | 1 | 22 | 1 | 5
118 | LEO-C_22_2_1_5TM | 5TM | 6 | VWC | Volumetric water content | % | 2013-09-11 | 2018-04-10 | 2 | 22 | 1 | 5
119 | LEO-C_22_3_1_5TM | 5TM | 6 | VWC | Volumetric water content | % | 2013-09-11 | 2022-12-12 | 3 | 22 | 1 | 5
120 | LEO-C_22_4_1_5TM | 5TM | 6 | VWC | Volumetric water content | % | 2013-09-11 | 2023-04-01 | 4 | 22 | 1 | 5
121 | LEO-C_22_5_1_5TM | 5TM | 6 | VWC | Volumetric water content | % | 2013-09-11 | 2025-07-05 | 5 | 22 | 1 | 5
122 | LEO-C_24_-5_1_5TM | 5TM | 6 | VWC | Volumetric water content | % | 2013-09-11 | 2017-06-19 | -5 | 24 | 1 | 5
123 | LEO-C_24_-4_1_5TM | 5TM | 6 | VWC | Volumetric water content | % | 2013-09-11 | 2017-11-10 | -4 | 24 | 1 | 5
124 | LEO-C_24_-3_1_5TM | 5TM | 6 | VWC | Volumetric water content | % | 2013-09-11 | 2020-07-03 | -3 | 24 | 1 | 5
125 | LEO-C_24_-2_1_5TM | 5TM | 6 | VWC | Volumetric water content | % | 2013-09-11 | 2018-09-25 | -2 | 24 | 1 | 5
126 | LEO-C_24_-1_1_5TM | 5TM | 6 | VWC | Volumetric water content | % | 2013-09-11 | 2018-02-28 | -1 | 24 | 1 | 5
127 | LEO-C_24_0_1_5TM | 5TM | 6 | VWC | Volumetric water content | % | 2013-09-11 | 2017-09-21 | 0 | 24 | 1 | 5
128 | LEO-C_24_1_1_5TM | 5TM | 6 | VWC | Volumetric water content | % | 2013-09-11 | 2018-09-12 | 1 | 24 | 1 | 5
129 | LEO-C_24_2_1_5TM | 5TM | 6 | VWC | Volumetric water content | % | 2013-09-11 | 2021-06-16 | 2 | 24 | 1 | 5
130 | LEO-C_24_3_1_5TM | 5TM | 6 | VWC | Volumetric water content | % | 2013-09-11 | 2014-02-20 | 3 | 24 | 1 | 5
131 | LEO-C_24_4_1_5TM | 5TM | 6 | VWC | Volumetric water content | % | 2013-09-11 | 2025-07-09 | 4 | 24 | 1 | 5
132 | LEO-C_24_5_1_5TM | 5TM | 6 | VWC | Volumetric water content | % | 2013-09-11 | 2017-12-03 | 5 | 24 | 1 | 5
133 | LEO-C_26_-5_1_5TM | 5TM | 6 | VWC | Volumetric water content | % | 2013-09-11 | 2019-10-01 | -5 | 26 | 1 | 5
134 | LEO-C_26_-4_1_5TM | 5TM | 6 | VWC | Volumetric water content | % | 2013-09-11 | 2017-06-30 | -4 | 26 | 1 | 5
135 | LEO-C_26_-3_1_5TM | 5TM | 6 | VWC | Volumetric water content | % | 2013-09-11 | 2018-01-11 | -3 | 26 | 1 | 5
136 | LEO-C_26_-2_1_5TM | 5TM | 6 | VWC | Volumetric water content | % | 2013-09-11 | 2019-09-12 | -2 | 26 | 1 | 5
137 | LEO-C_26_-1_1_5TM | 5TM | 6 | VWC | Volumetric water content | % | 2013-09-11 | 2017-12-19 | -1 | 26 | 1 | 5
138 | LEO-C_26_0_1_5TM | 5TM | 6 | VWC | Volumetric water content | % | 2013-09-11 | 2018-03-02 | 0 | 26 | 1 | 5
139 | LEO-C_26_1_1_5TM | 5TM | 6 | VWC | Volumetric water content | % | 2013-09-11 | 2019-04-30 | 1 | 26 | 1 | 5
140 | LEO-C_26_2_1_5TM | 5TM | 6 | VWC | Volumetric water content | % | 2013-09-11 | 2023-01-11 | 2 | 26 | 1 | 5
141 | LEO-C_26_3_1_5TM | 5TM | 6 | VWC | Volumetric water content | % | 2013-09-11 | present | 3 | 26 | 1 | 5
142 | LEO-C_26_4_1_5TM | 5TM | 6 | VWC | Volumetric water content | % | 2013-09-11 | 2019-04-19 | 4 | 26 | 1 | 5
143 | LEO-C_26_5_1_5TM | 5TM | 6 | VWC | Volumetric water content | % | 2013-09-11 | 2025-03-23 | 5 | 26 | 1 | 5
144 | LEO-C_28_-5_1_5TM | 5TM | 6 | VWC | Volumetric water content | % | 2013-09-11 | 2019-05-15 | -5 | 28 | 1 | 5
145 | LEO-C_28_-4_1_5TM | 5TM | 6 | VWC | Volumetric water content | % | 2013-09-11 | 2020-04-25 | -4 | 28 | 1 | 5
146 | LEO-C_28_-3_1_5TM | 5TM | 6 | VWC | Volumetric water content | % | 2013-09-11 | 2018-10-17 | -3 | 28 | 1 | 5
147 | LEO-C_28_-2_1_5TM | 5TM | 6 | VWC | Volumetric water content | % | 2013-09-11 | 2019-04-19 | -2 | 28 | 1 | 5
148 | LEO-C_28_-1_1_5TM | 5TM | 6 | VWC | Volumetric water content | % | 2013-09-11 | present | -1 | 28 | 1 | 5
149 | LEO-C_28_0_1_5TM | 5TM | 6 | VWC | Volumetric water content | % | 2013-09-11 | 2018-09-15 | 0 | 28 | 1 | 5
150 | LEO-C_28_1_1_5TM | 5TM | 6 | VWC | Volumetric water content | % | 2013-09-11 | 2017-12-30 | 1 | 28 | 1 | 5
151 | LEO-C_28_2_1_5TM | 5TM | 6 | VWC | Volumetric water content | % | 2013-09-11 | 2017-08-06 | 2 | 28 | 1 | 5
152 | LEO-C_28_3_1_5TM | 5TM | 6 | VWC | Volumetric water content | % | 2013-09-11 | present | 3 | 28 | 1 | 5
153 | LEO-C_28_4_1_5TM | 5TM | 6 | VWC | Volumetric water content | % | 2013-09-11 | 2025-03-26 | 4 | 28 | 1 | 5
154 | LEO-C_28_5_1_5TM | 5TM | 6 | VWC | Volumetric water content | % | 2013-09-11 | 2018-10-22 | 5 | 28 | 1 | 5
155 | LEO-C_2_-5_2_5TM | 5TM | 6 | VWC | Volumetric water content | % | 2013-09-11 | present | -5 | 2 | 2 | 20
156 | LEO-C_2_-4_2_5TM | 5TM | 6 | VWC | Volumetric water content | % | 2013-09-11 | present | -4 | 2 | 2 | 20
157 | LEO-C_2_-3_2_5TM | 5TM | 6 | VWC | Volumetric water content | % | 2013-09-11 | present | -3 | 2 | 2 | 20
158 | LEO-C_2_-2_2_5TM | 5TM | 6 | VWC | Volumetric water content | % | 2013-09-11 | 2019-09-10 | -2 | 2 | 2 | 20
159 | LEO-C_2_-1_2_5TM | 5TM | 6 | VWC | Volumetric water content | % | 2013-09-11 | present | -1 | 2 | 2 | 20
160 | LEO-C_2_0_2_5TM | 5TM | 6 | VWC | Volumetric water content | % | 2013-09-11 | present | 0 | 2 | 2 | 20
161 | LEO-C_2_1_2_5TM | 5TM | 6 | VWC | Volumetric water content | % | 2013-09-11 | present | 1 | 2 | 2 | 20
162 | LEO-C_2_2_2_5TM | 5TM | 6 | VWC | Volumetric water content | % | 2013-09-11 | present | 2 | 2 | 2 | 20
163 | LEO-C_2_3_2_5TM | 5TM | 6 | VWC | Volumetric water content | % | 2013-09-11 | 2018-03-06 | 3 | 2 | 2 | 20
164 | LEO-C_2_4_2_5TM | 5TM | 6 | VWC | Volumetric water content | % | 2013-09-11 | 2024-09-28 | 4 | 2 | 2 | 20
165 | LEO-C_2_5_2_5TM | 5TM | 6 | VWC | Volumetric water content | % | 2013-09-11 | 2014-07-18 | 5 | 2 | 2 | 20
166 | LEO-C_4_-5_2_5TM | 5TM | 6 | VWC | Volumetric water content | % | 2013-09-11 | 2020-11-23 | -5 | 4 | 2 | 20
167 | LEO-C_4_-4_2_5TM | 5TM | 6 | VWC | Volumetric water content | % | 2013-09-11 | 2025-05-09 | -4 | 4 | 2 | 20
168 | LEO-C_4_-3_2_5TM | 5TM | 6 | VWC | Volumetric water content | % | 2013-09-11 | 2021-05-10 | -3 | 4 | 2 | 20
169 | LEO-C_4_-2_2_5TM | 5TM | 6 | VWC | Volumetric water content | % | 2013-09-11 | 2024-05-26 | -2 | 4 | 2 | 20
170 | LEO-C_4_-1_2_5TM | 5TM | 6 | VWC | Volumetric water content | % | 2013-09-11 | 2019-04-19 | -1 | 4 | 2 | 20
171 | LEO-C_4_0_2_5TM | 5TM | 6 | VWC | Volumetric water content | % | 2013-09-11 | present | 0 | 4 | 2 | 20
172 | LEO-C_4_1_2_5TM | 5TM | 6 | VWC | Volumetric water content | % | 2013-09-11 | 2024-02-24 | 1 | 4 | 2 | 20
173 | LEO-C_4_2_2_5TM | 5TM | 6 | VWC | Volumetric water content | % | 2013-09-11 | 2024-05-28 | 2 | 4 | 2 | 20
174 | LEO-C_4_3_2_5TM | 5TM | 6 | VWC | Volumetric water content | % | 2013-09-11 | present | 3 | 4 | 2 | 20
175 | LEO-C_4_4_2_5TM | 5TM | 6 | VWC | Volumetric water content | % | 2013-09-11 | present | 4 | 4 | 2 | 20
176 | LEO-C_4_5_2_5TM | 5TM | 6 | VWC | Volumetric water content | % | 2013-09-11 | present | 5 | 4 | 2 | 20
177 | LEO-C_6_-5_2_5TM | 5TM | 6 | VWC | Volumetric water content | % | 2013-09-11 | 2025-03-14 | -5 | 6 | 2 | 20
178 | LEO-C_6_-4_2_5TM | 5TM | 6 | VWC | Volumetric water content | % | 2013-09-11 | present | -4 | 6 | 2 | 20
179 | LEO-C_6_-3_2_5TM | 5TM | 6 | VWC | Volumetric water content | % | 2013-09-11 | 2017-06-04 | -3 | 6 | 2 | 20
180 | LEO-C_6_-2_2_5TM | 5TM | 6 | VWC | Volumetric water content | % | 2013-09-11 | 2019-11-23 | -2 | 6 | 2 | 20
181 | LEO-C_6_-1_2_5TM | 5TM | 6 | VWC | Volumetric water content | % | 2013-09-11 | present | -1 | 6 | 2 | 20
182 | LEO-C_6_0_2_5TM | 5TM | 6 | VWC | Volumetric water content | % | 2013-09-11 | 2017-07-12 | 0 | 6 | 2 | 20
183 | LEO-C_6_1_2_5TM | 5TM | 6 | VWC | Volumetric water content | % | 2013-09-11 | present | 1 | 6 | 2 | 20
184 | LEO-C_6_2_2_5TM | 5TM | 6 | VWC | Volumetric water content | % | 2013-09-11 | present | 2 | 6 | 2 | 20
185 | LEO-C_6_3_2_5TM | 5TM | 6 | VWC | Volumetric water content | % | 2013-09-11 | 2024-05-06 | 3 | 6 | 2 | 20
186 | LEO-C_6_4_2_5TM | 5TM | 6 | VWC | Volumetric water content | % | 2013-09-11 | present | 4 | 6 | 2 | 20
187 | LEO-C_6_5_2_5TM | 5TM | 6 | VWC | Volumetric water content | % | 2013-09-11 | 2025-03-19 | 5 | 6 | 2 | 20
188 | LEO-C_8_-5_2_5TM | 5TM | 6 | VWC | Volumetric water content | % | 2013-09-11 | present | -5 | 8 | 2 | 20
189 | LEO-C_8_-4_2_5TM | 5TM | 6 | VWC | Volumetric water content | % | 2013-09-11 | present | -4 | 8 | 2 | 20
190 | LEO-C_8_-3_2_5TM | 5TM | 6 | VWC | Volumetric water content | % | 2013-09-11 | 2022-12-17 | -3 | 8 | 2 | 20
191 | LEO-C_8_-2_2_5TM | 5TM | 6 | VWC | Volumetric water content | % | 2013-09-11 | 2017-11-08 | -2 | 8 | 2 | 20
192 | LEO-C_8_-1_2_5TM | 5TM | 6 | VWC | Volumetric water content | % | 2013-09-11 | 2024-04-15 | -1 | 8 | 2 | 20
193 | LEO-C_8_0_2_5TM | 5TM | 6 | VWC | Volumetric water content | % | 2013-09-11 | 2025-03-26 | 0 | 8 | 2 | 20
194 | LEO-C_8_1_2_5TM | 5TM | 6 | VWC | Volumetric water content | % | 2013-09-11 | 2022-03-19 | 1 | 8 | 2 | 20
195 | LEO-C_8_2_2_5TM | 5TM | 6 | VWC | Volumetric water content | % | 2013-09-11 | 2022-12-27 | 2 | 8 | 2 | 20
196 | LEO-C_8_3_2_5TM | 5TM | 6 | VWC | Volumetric water content | % | 2013-09-11 | present | 3 | 8 | 2 | 20
197 | LEO-C_8_4_2_5TM | 5TM | 6 | VWC | Volumetric water content | % | 2013-09-11 | 2024-03-01 | 4 | 8 | 2 | 20
198 | LEO-C_8_5_2_5TM | 5TM | 6 | VWC | Volumetric water content | % | 2013-09-11 | present | 5 | 8 | 2 | 20
199 | LEO-C_10_-5_2_5TM | 5TM | 6 | VWC | Volumetric water content | % | 2013-09-11 | 2018-04-10 | -5 | 10 | 2 | 20
200 | LEO-C_10_-4_2_5TM | 5TM | 6 | VWC | Volumetric water content | % | 2013-09-11 | present | -4 | 10 | 2 | 20
201 | LEO-C_10_-3_2_5TM | 5TM | 6 | VWC | Volumetric water content | % | 2013-09-11 | present | -3 | 10 | 2 | 20
202 | LEO-C_10_-2_2_5TM | 5TM | 6 | VWC | Volumetric water content | % | 2013-09-11 | 2024-08-16 | -2 | 10 | 2 | 20
203 | LEO-C_10_-1_2_5TM | 5TM | 6 | VWC | Volumetric water content | % | 2013-09-11 | present | -1 | 10 | 2 | 20
204 | LEO-C_10_0_2_5TM | 5TM | 6 | VWC | Volumetric water content | % | 2013-09-11 | present | 0 | 10 | 2 | 20
205 | LEO-C_10_1_2_5TM | 5TM | 6 | VWC | Volumetric water content | % |  |  | 1 | 10 | 2 | 20
206 | LEO-C_10_2_2_5TM | 5TM | 6 | VWC | Volumetric water content | % |  |  | 2 | 10 | 2 | 20
207 | LEO-C_10_3_2_5TM | 5TM | 6 | VWC | Volumetric water content | % | 2013-09-11 | 2025-03-14 | 3 | 10 | 2 | 20
208 | LEO-C_10_4_2_5TM | 5TM | 6 | VWC | Volumetric water content | % | 2013-09-11 | present | 4 | 10 | 2 | 20
209 | LEO-C_10_5_2_5TM | 5TM | 6 | VWC | Volumetric water content | % | 2013-09-11 | present | 5 | 10 | 2 | 20
210 | LEO-C_12_-5_2_5TM | 5TM | 6 | VWC | Volumetric water content | % | 2013-09-11 | 2024-08-16 | -5 | 12 | 2 | 20
211 | LEO-C_12_-4_2_5TM | 5TM | 6 | VWC | Volumetric water content | % | 2013-09-11 | 2021-01-26 | -4 | 12 | 2 | 20
212 | LEO-C_12_-3_2_5TM | 5TM | 6 | VWC | Volumetric water content | % | 2013-09-11 | present | -3 | 12 | 2 | 20
213 | LEO-C_12_-2_2_5TM | 5TM | 6 | VWC | Volumetric water content | % | 2013-09-11 | present | -2 | 12 | 2 | 20
214 | LEO-C_12_-1_2_5TM | 5TM | 6 | VWC | Volumetric water content | % | 2013-09-11 | 2025-03-31 | -1 | 12 | 2 | 20
215 | LEO-C_12_0_2_5TM | 5TM | 6 | VWC | Volumetric water content | % | 2013-09-11 | present | 0 | 12 | 2 | 20
216 | LEO-C_12_1_2_5TM | 5TM | 6 | VWC | Volumetric water content | % | 2013-09-11 | 2022-05-07 | 1 | 12 | 2 | 20
217 | LEO-C_12_2_2_5TM | 5TM | 6 | VWC | Volumetric water content | % | 2013-09-11 | present | 2 | 12 | 2 | 20
218 | LEO-C_12_3_2_5TM | 5TM | 6 | VWC | Volumetric water content | % | 2013-09-11 | 2024-03-23 | 3 | 12 | 2 | 20
219 | LEO-C_12_4_2_5TM | 5TM | 6 | VWC | Volumetric water content | % | 2013-09-11 | present | 4 | 12 | 2 | 20
220 | LEO-C_12_5_2_5TM | 5TM | 6 | VWC | Volumetric water content | % | 2013-09-11 | 2021-06-21 | 5 | 12 | 2 | 20
221 | LEO-C_14_-5_2_5TM | 5TM | 6 | VWC | Volumetric water content | % | 2013-09-11 | 2019-11-06 | -5 | 14 | 2 | 20
222 | LEO-C_14_-4_2_5TM | 5TM | 6 | VWC | Volumetric water content | % | 2013-09-11 | 2018-02-28 | -4 | 14 | 2 | 20
223 | LEO-C_14_-3_2_5TM | 5TM | 6 | VWC | Volumetric water content | % | 2013-09-11 | 2025-03-28 | -3 | 14 | 2 | 20
224 | LEO-C_14_-2_2_5TM | 5TM | 6 | VWC | Volumetric water content | % | 2013-09-11 | 2020-12-28 | -2 | 14 | 2 | 20
225 | LEO-C_14_-1_2_5TM | 5TM | 6 | VWC | Volumetric water content | % | 2013-09-11 | 2021-08-29 | -1 | 14 | 2 | 20
226 | LEO-C_14_0_2_5TM | 5TM | 6 | VWC | Volumetric water content | % | 2013-09-11 | 2019-11-20 | 0 | 14 | 2 | 20
227 | LEO-C_14_1_2_5TM | 5TM | 6 | VWC | Volumetric water content | % | 2013-09-11 | 2024-03-01 | 1 | 14 | 2 | 20
228 | LEO-C_14_2_2_5TM | 5TM | 6 | VWC | Volumetric water content | % | 2013-09-11 | 2024-09-12 | 2 | 14 | 2 | 20
229 | LEO-C_14_3_2_5TM | 5TM | 6 | VWC | Volumetric water content | % | 2013-09-11 | 2017-12-11 | 3 | 14 | 2 | 20
230 | LEO-C_14_4_2_5TM | 5TM | 6 | VWC | Volumetric water content | % | 2013-09-11 | 2020-08-17 | 4 | 14 | 2 | 20
231 | LEO-C_14_5_2_5TM | 5TM | 6 | VWC | Volumetric water content | % | 2013-09-11 | 2021-07-20 | 5 | 14 | 2 | 20
232 | LEO-C_16_-5_2_5TM | 5TM | 6 | VWC | Volumetric water content | % | 2013-09-11 | 2022-12-14 | -5 | 16 | 2 | 20
233 | LEO-C_16_-4_2_5TM | 5TM | 6 | VWC | Volumetric water content | % | 2013-09-11 | 2025-02-11 | -4 | 16 | 2 | 20
234 | LEO-C_16_-3_2_5TM | 5TM | 6 | VWC | Volumetric water content | % | 2013-09-11 | 2025-03-26 | -3 | 16 | 2 | 20
235 | LEO-C_16_-2_2_5TM | 5TM | 6 | VWC | Volumetric water content | % | 2013-09-11 | 2023-03-18 | -2 | 16 | 2 | 20
236 | LEO-C_16_-1_2_5TM | 5TM | 6 | VWC | Volumetric water content | % | 2013-09-11 | 2017-03-04 | -1 | 16 | 2 | 20
237 | LEO-C_16_0_2_5TM | 5TM | 6 | VWC | Volumetric water content | % | 2013-09-11 | present | 0 | 16 | 2 | 20
238 | LEO-C_16_1_2_5TM | 5TM | 6 | VWC | Volumetric water content | % | 2013-09-11 | 2016-09-19 | 1 | 16 | 2 | 20
239 | LEO-C_16_2_2_5TM | 5TM | 6 | VWC | Volumetric water content | % | 2013-09-11 | 2025-03-17 | 2 | 16 | 2 | 20
240 | LEO-C_16_3_2_5TM | 5TM | 6 | VWC | Volumetric water content | % | 2013-09-11 | present | 3 | 16 | 2 | 20
241 | LEO-C_16_4_2_5TM | 5TM | 6 | VWC | Volumetric water content | % | 2013-09-11 | present | 4 | 16 | 2 | 20
242 | LEO-C_16_5_2_5TM | 5TM | 6 | VWC | Volumetric water content | % | 2013-09-11 | 2021-01-26 | 5 | 16 | 2 | 20
243 | LEO-C_18_-5_2_5TM | 5TM | 6 | VWC | Volumetric water content | % | 2013-09-11 | present | -5 | 18 | 2 | 20
244 | LEO-C_18_-4_2_5TM | 5TM | 6 | VWC | Volumetric water content | % | 2013-09-11 | 2025-10-05 | -4 | 18 | 2 | 20
245 | LEO-C_18_-3_2_5TM | 5TM | 6 | VWC | Volumetric water content | % | 2013-09-11 | 2017-02-04 | -3 | 18 | 2 | 20
246 | LEO-C_18_-2_2_5TM | 5TM | 6 | VWC | Volumetric water content | % | 2013-09-11 | present | -2 | 18 | 2 | 20
247 | LEO-C_18_-1_2_5TM | 5TM | 6 | VWC | Volumetric water content | % | 2013-09-11 | 2019-07-18 | -1 | 18 | 2 | 20
248 | LEO-C_18_0_2_5TM | 5TM | 6 | VWC | Volumetric water content | % | 2013-09-11 | 2025-08-08 | 0 | 18 | 2 | 20
249 | LEO-C_18_1_2_5TM | 5TM | 6 | VWC | Volumetric water content | % | 2013-09-11 | 2018-03-03 | 1 | 18 | 2 | 20
250 | LEO-C_18_2_2_5TM | 5TM | 6 | VWC | Volumetric water content | % | 2013-09-11 | 2020-07-30 | 2 | 18 | 2 | 20
251 | LEO-C_18_3_2_5TM | 5TM | 6 | VWC | Volumetric water content | % | 2013-09-11 | 2020-07-25 | 3 | 18 | 2 | 20
252 | LEO-C_18_4_2_5TM | 5TM | 6 | VWC | Volumetric water content | % | 2013-09-11 | 2016-01-15 | 4 | 18 | 2 | 20
253 | LEO-C_18_5_2_5TM | 5TM | 6 | VWC | Volumetric water content | % | 2013-09-11 | 2018-02-28 | 5 | 18 | 2 | 20
254 | LEO-C_20_-5_2_5TM | 5TM | 6 | VWC | Volumetric water content | % | 2013-09-11 | 2015-06-01 | -5 | 20 | 2 | 20
255 | LEO-C_20_-4_2_5TM | 5TM | 6 | VWC | Volumetric water content | % | 2013-09-11 | present | -4 | 20 | 2 | 20
256 | LEO-C_20_-3_2_5TM | 5TM | 6 | VWC | Volumetric water content | % | 2013-09-11 | 2023-05-26 | -3 | 20 | 2 | 20
257 | LEO-C_20_-2_2_5TM | 5TM | 6 | VWC | Volumetric water content | % | 2013-09-11 | 2022-08-16 | -2 | 20 | 2 | 20
258 | LEO-C_20_-1_2_5TM | 5TM | 6 | VWC | Volumetric water content | % | 2013-09-11 | 2017-11-18 | -1 | 20 | 2 | 20
259 | LEO-C_20_0_2_5TM | 5TM | 6 | VWC | Volumetric water content | % | 2013-09-15 | 2022-07-31 | 0 | 20 | 2 | 20
260 | LEO-C_20_1_2_5TM | 5TM | 6 | VWC | Volumetric water content | % | 2013-09-11 | 2022-12-12 | 1 | 20 | 2 | 20
261 | LEO-C_20_2_2_5TM | 5TM | 6 | VWC | Volumetric water content | % | 2013-09-11 | 2025-03-22 | 2 | 20 | 2 | 20
262 | LEO-C_20_3_2_5TM | 5TM | 6 | VWC | Volumetric water content | % | 2013-09-11 | 2022-12-18 | 3 | 20 | 2 | 20
263 | LEO-C_20_4_2_5TM | 5TM | 6 | VWC | Volumetric water content | % | 2013-09-11 | present | 4 | 20 | 2 | 20
264 | LEO-C_20_5_2_5TM | 5TM | 6 | VWC | Volumetric water content | % | 2013-09-11 | present | 5 | 20 | 2 | 20
265 | LEO-C_22_-5_2_5TM | 5TM | 6 | VWC | Volumetric water content | % | 2013-09-11 | 2019-05-22 | -5 | 22 | 2 | 20
266 | LEO-C_22_-4_2_5TM | 5TM | 6 | VWC | Volumetric water content | % | 2013-09-11 | present | -4 | 22 | 2 | 20
267 | LEO-C_22_-3_2_5TM | 5TM | 6 | VWC | Volumetric water content | % | 2013-09-11 | 2022-02-19 | -3 | 22 | 2 | 20
268 | LEO-C_22_-2_2_5TM | 5TM | 6 | VWC | Volumetric water content | % | 2013-09-11 | present | -2 | 22 | 2 | 20
269 | LEO-C_22_-1_2_5TM | 5TM | 6 | VWC | Volumetric water content | % | 2013-09-11 | 2018-01-20 | -1 | 22 | 2 | 20
270 | LEO-C_22_0_2_5TM | 5TM | 6 | VWC | Volumetric water content | % |  |  | 0 | 22 | 2 | 20
271 | LEO-C_22_1_2_5TM | 5TM | 6 | VWC | Volumetric water content | % | 2013-09-11 | 2024-05-28 | 1 | 22 | 2 | 20
272 | LEO-C_22_2_2_5TM | 5TM | 6 | VWC | Volumetric water content | % | 2013-09-11 | present | 2 | 22 | 2 | 20
273 | LEO-C_22_3_2_5TM | 5TM | 6 | VWC | Volumetric water content | % | 2013-09-11 | 2018-04-10 | 3 | 22 | 2 | 20
274 | LEO-C_22_4_2_5TM | 5TM | 6 | VWC | Volumetric water content | % | 2013-09-11 | present | 4 | 22 | 2 | 20
275 | LEO-C_22_5_2_5TM | 5TM | 6 | VWC | Volumetric water content | % | 2013-09-11 | 2023-05-24 | 5 | 22 | 2 | 20
276 | LEO-C_24_-5_2_5TM | 5TM | 6 | VWC | Volumetric water content | % | 2013-09-11 | 2014-05-11 | -5 | 24 | 2 | 20
277 | LEO-C_24_-4_2_5TM | 5TM | 6 | VWC | Volumetric water content | % | 2013-09-11 | present | -4 | 24 | 2 | 20
278 | LEO-C_24_-3_2_5TM | 5TM | 6 | VWC | Volumetric water content | % | 2013-09-11 | 2018-03-27 | -3 | 24 | 2 | 20
279 | LEO-C_24_-2_2_5TM | 5TM | 6 | VWC | Volumetric water content | % | 2013-09-11 | 2018-03-03 | -2 | 24 | 2 | 20
280 | LEO-C_24_-1_2_5TM | 5TM | 6 | VWC | Volumetric water content | % | 2013-09-11 | present | -1 | 24 | 2 | 20
281 | LEO-C_24_0_2_5TM | 5TM | 6 | VWC | Volumetric water content | % | 2013-09-11 | 2025-05-30 | 0 | 24 | 2 | 20
282 | LEO-C_24_1_2_5TM | 5TM | 6 | VWC | Volumetric water content | % | 2013-09-11 | present | 1 | 24 | 2 | 20
283 | LEO-C_24_2_2_5TM | 5TM | 6 | VWC | Volumetric water content | % | 2013-09-11 | 2018-06-27 | 2 | 24 | 2 | 20
284 | LEO-C_24_3_2_5TM | 5TM | 6 | VWC | Volumetric water content | % | 2013-09-11 | 2025-03-19 | 3 | 24 | 2 | 20
285 | LEO-C_24_4_2_5TM | 5TM | 6 | VWC | Volumetric water content | % | 2013-09-11 | 2025-06-17 | 4 | 24 | 2 | 20
286 | LEO-C_24_5_2_5TM | 5TM | 6 | VWC | Volumetric water content | % | 2013-09-11 | 2022-02-26 | 5 | 24 | 2 | 20
287 | LEO-C_26_-5_2_5TM | 5TM | 6 | VWC | Volumetric water content | % | 2013-09-11 | present | -5 | 26 | 2 | 20
288 | LEO-C_26_-4_2_5TM | 5TM | 6 | VWC | Volumetric water content | % | 2013-09-11 | 2025-11-22 | -4 | 26 | 2 | 20
289 | LEO-C_26_-3_2_5TM | 5TM | 6 | VWC | Volumetric water content | % | 2013-09-11 | present | -3 | 26 | 2 | 20
290 | LEO-C_26_-2_2_5TM | 5TM | 6 | VWC | Volumetric water content | % | 2013-09-11 | 2020-02-14 | -2 | 26 | 2 | 20
291 | LEO-C_26_-1_2_5TM | 5TM | 6 | VWC | Volumetric water content | % | 2013-09-11 | 2022-05-04 | -1 | 26 | 2 | 20
292 | LEO-C_26_0_2_5TM | 5TM | 6 | VWC | Volumetric water content | % | 2013-09-11 | 2025-04-01 | 0 | 26 | 2 | 20
293 | LEO-C_26_1_2_5TM | 5TM | 6 | VWC | Volumetric water content | % | 2013-09-11 | 2025-06-19 | 1 | 26 | 2 | 20
294 | LEO-C_26_2_2_5TM | 5TM | 6 | VWC | Volumetric water content | % | 2013-09-11 | present | 2 | 26 | 2 | 20
295 | LEO-C_26_3_2_5TM | 5TM | 6 | VWC | Volumetric water content | % | 2013-09-11 | 2018-02-28 | 3 | 26 | 2 | 20
296 | LEO-C_26_4_2_5TM | 5TM | 6 | VWC | Volumetric water content | % | 2013-09-11 | present | 4 | 26 | 2 | 20
297 | LEO-C_26_5_2_5TM | 5TM | 6 | VWC | Volumetric water content | % | 2013-09-11 | present | 5 | 26 | 2 | 20
298 | LEO-C_28_-5_2_5TM | 5TM | 6 | VWC | Volumetric water content | % |  |  | -5 | 28 | 2 | 20
299 | LEO-C_28_-4_2_5TM | 5TM | 6 | VWC | Volumetric water content | % | 2013-09-11 | 2025-04-28 | -4 | 28 | 2 | 20
300 | LEO-C_28_-3_2_5TM | 5TM | 6 | VWC | Volumetric water content | % | 2013-09-11 | present | -3 | 28 | 2 | 20
301 | LEO-C_28_-2_2_5TM | 5TM | 6 | VWC | Volumetric water content | % | 2013-09-11 | present | -2 | 28 | 2 | 20
302 | LEO-C_28_-1_2_5TM | 5TM | 6 | VWC | Volumetric water content | % | 2013-09-11 | 2022-02-16 | -1 | 28 | 2 | 20
303 | LEO-C_28_0_2_5TM | 5TM | 6 | VWC | Volumetric water content | % | 2013-09-11 | 2021-01-04 | 0 | 28 | 2 | 20
304 | LEO-C_28_1_2_5TM | 5TM | 6 | VWC | Volumetric water content | % | 2013-09-11 | present | 1 | 28 | 2 | 20
305 | LEO-C_28_2_2_5TM | 5TM | 6 | VWC | Volumetric water content | % | 2013-09-11 | 2018-11-29 | 2 | 28 | 2 | 20
306 | LEO-C_28_3_2_5TM | 5TM | 6 | VWC | Volumetric water content | % | 2013-09-11 | present | 3 | 28 | 2 | 20
307 | LEO-C_28_4_2_5TM | 5TM | 6 | VWC | Volumetric water content | % |  |  | 4 | 28 | 2 | 20
308 | LEO-C_28_5_2_5TM | 5TM | 6 | VWC | Volumetric water content | % | 2013-09-11 | 2014-06-21 | 5 | 28 | 2 | 20
309 | LEO-C_2_-5_3_5TM | 5TM | 6 | VWC | Volumetric water content | % | 2013-09-11 | 2020-03-02 | -5 | 2 | 3 | 35
310 | LEO-C_2_-3_3_5TM | 5TM | 6 | VWC | Volumetric water content | % | 2013-09-11 | 2024-04-08 | -3 | 2 | 3 | 35
311 | LEO-C_2_-1_3_5TM | 5TM | 6 | VWC | Volumetric water content | % | 2013-09-11 | 2021-01-29 | -1 | 2 | 3 | 35
312 | LEO-C_2_1_3_5TM | 5TM | 6 | VWC | Volumetric water content | % | 2013-09-11 | present | 1 | 2 | 3 | 35
313 | LEO-C_2_3_3_5TM | 5TM | 6 | VWC | Volumetric water content | % | 2013-09-11 | 2023-11-01 | 3 | 2 | 3 | 35
314 | LEO-C_2_5_3_5TM | 5TM | 6 | VWC | Volumetric water content | % | 2013-09-11 | 2014-07-07 | 5 | 2 | 3 | 35
315 | LEO-C_4_-4_3_5TM | 5TM | 6 | VWC | Volumetric water content | % | 2013-09-11 | present | -4 | 4 | 3 | 35
316 | LEO-C_4_-2_3_5TM | 5TM | 6 | VWC | Volumetric water content | % | 2013-09-11 | 2019-08-29 | -2 | 4 | 3 | 35
317 | LEO-C_4_2_3_5TM | 5TM | 6 | VWC | Volumetric water content | % | 2013-09-11 | 2018-03-06 | 2 | 4 | 3 | 35
318 | LEO-C_4_4_3_5TM | 5TM | 6 | VWC | Volumetric water content | % |  |  | 4 | 4 | 3 | 35
319 | LEO-C_6_-5_3_5TM | 5TM | 6 | VWC | Volumetric water content | % | 2013-09-11 | present | -5 | 6 | 3 | 35
320 | LEO-C_6_-3_3_5TM | 5TM | 6 | VWC | Volumetric water content | % | 2013-09-11 | present | -3 | 6 | 3 | 35
321 | LEO-C_6_-1_3_5TM | 5TM | 6 | VWC | Volumetric water content | % |  |  | -1 | 6 | 3 | 35
322 | LEO-C_6_1_3_5TM | 5TM | 6 | VWC | Volumetric water content | % | 2013-09-11 | 2018-02-28 | 1 | 6 | 3 | 35
323 | LEO-C_6_3_3_5TM | 5TM | 6 | VWC | Volumetric water content | % | 2013-09-11 | 2025-03-19 | 3 | 6 | 3 | 35
324 | LEO-C_6_5_3_5TM | 5TM | 6 | VWC | Volumetric water content | % | 2013-09-11 | 2025-03-19 | 5 | 6 | 3 | 35
325 | LEO-C_8_-4_3_5TM | 5TM | 6 | VWC | Volumetric water content | % | 2013-09-11 | present | -4 | 8 | 3 | 35
326 | LEO-C_8_-2_3_5TM | 5TM | 6 | VWC | Volumetric water content | % | 2013-09-11 | 2024-06-28 | -2 | 8 | 3 | 35
327 | LEO-C_8_0_3_5TM | 5TM | 6 | VWC | Volumetric water content | % | 2013-09-11 | present | 0 | 8 | 3 | 35
328 | LEO-C_8_2_3_5TM | 5TM | 6 | VWC | Volumetric water content | % |  |  | 2 | 8 | 3 | 35
329 | LEO-C_8_4_3_5TM | 5TM | 6 | VWC | Volumetric water content | % | 2013-09-11 | present | 4 | 8 | 3 | 35
330 | LEO-C_10_-5_3_5TM | 5TM | 6 | VWC | Volumetric water content | % | 2013-09-11 | 2024-06-07 | -5 | 10 | 3 | 35
331 | LEO-C_10_-3_3_5TM | 5TM | 6 | VWC | Volumetric water content | % | 2013-09-11 | present | -3 | 10 | 3 | 35
332 | LEO-C_10_-1_3_5TM | 5TM | 6 | VWC | Volumetric water content | % | 2013-09-11 | 2018-02-28 | -1 | 10 | 3 | 35
333 | LEO-C_10_1_3_5TM | 5TM | 6 | VWC | Volumetric water content | % | 2013-09-11 | present | 1 | 10 | 3 | 35
334 | LEO-C_10_3_3_5TM | 5TM | 6 | VWC | Volumetric water content | % | 2013-09-11 | present | 3 | 10 | 3 | 35
335 | LEO-C_10_5_3_5TM | 5TM | 6 | VWC | Volumetric water content | % | 2013-09-11 | 2014-06-14 | 5 | 10 | 3 | 35
336 | LEO-C_12_-2_3_5TM | 5TM | 6 | VWC | Volumetric water content | % | 2013-09-11 | present | -2 | 12 | 3 | 35
337 | LEO-C_12_0_3_5TM | 5TM | 6 | VWC | Volumetric water content | % | 2013-09-11 | present | 0 | 12 | 3 | 35
338 | LEO-C_12_2_3_5TM | 5TM | 6 | VWC | Volumetric water content | % | 2013-09-11 | 2018-02-28 | 2 | 12 | 3 | 35
339 | LEO-C_12_4_3_5TM | 5TM | 6 | VWC | Volumetric water content | % | 2013-09-11 | present | 4 | 12 | 3 | 35
340 | LEO-C_14_-5_3_5TM | 5TM | 6 | VWC | Volumetric water content | % | 2013-09-11 | 2021-08-21 | -5 | 14 | 3 | 35
341 | LEO-C_14_-3_3_5TM | 5TM | 6 | VWC | Volumetric water content | % | 2013-09-11 | 2014-06-23 | -3 | 14 | 3 | 35
342 | LEO-C_14_-1_3_5TM | 5TM | 6 | VWC | Volumetric water content | % | 2013-09-11 | 2025-03-27 | -1 | 14 | 3 | 35
343 | LEO-C_14_1_3_5TM | 5TM | 6 | VWC | Volumetric water content | % | 2013-09-11 | 2025-01-13 | 1 | 14 | 3 | 35
344 | LEO-C_14_3_3_5TM | 5TM | 6 | VWC | Volumetric water content | % | 2013-09-11 | present | 3 | 14 | 3 | 35
345 | LEO-C_14_5_3_5TM | 5TM | 6 | VWC | Volumetric water content | % | 2013-09-11 | 2017-12-11 | 5 | 14 | 3 | 35
346 | LEO-C_16_-4_3_5TM | 5TM | 6 | VWC | Volumetric water content | % | 2013-09-11 | 2024-04-30 | -4 | 16 | 3 | 35
347 | LEO-C_16_-2_3_5TM | 5TM | 6 | VWC | Volumetric water content | % | 2013-09-11 | 2025-02-11 | -2 | 16 | 3 | 35
348 | LEO-C_16_0_3_5TM | 5TM | 6 | VWC | Volumetric water content | % | 2013-09-12 | 2022-02-25 | 0 | 16 | 3 | 35
349 | LEO-C_16_2_3_5TM | 5TM | 6 | VWC | Volumetric water content | % | 2013-09-11 | present | 2 | 16 | 3 | 35
350 | LEO-C_16_4_3_5TM | 5TM | 6 | VWC | Volumetric water content | % | 2013-09-11 | present | 4 | 16 | 3 | 35
351 | LEO-C_18_-5_3_5TM | 5TM | 6 | VWC | Volumetric water content | % | 2013-09-11 | 2018-02-28 | -5 | 18 | 3 | 35
352 | LEO-C_18_-3_3_5TM | 5TM | 6 | VWC | Volumetric water content | % | 2013-09-11 | 2018-01-29 | -3 | 18 | 3 | 35
353 | LEO-C_18_-1_3_5TM | 5TM | 6 | VWC | Volumetric water content | % | 2013-09-11 | present | -1 | 18 | 3 | 35
354 | LEO-C_18_1_3_5TM | 5TM | 6 | VWC | Volumetric water content | % | 2013-09-11 | 2016-01-15 | 1 | 18 | 3 | 35
355 | LEO-C_18_3_3_5TM | 5TM | 6 | VWC | Volumetric water content | % | 2013-09-11 | 2025-08-30 | 3 | 18 | 3 | 35
356 | LEO-C_18_5_3_5TM | 5TM | 6 | VWC | Volumetric water content | % | 2013-09-11 | present | 5 | 18 | 3 | 35
357 | LEO-C_20_-4_3_5TM | 5TM | 6 | VWC | Volumetric water content | % | 2013-09-11 | present | -4 | 20 | 3 | 35
358 | LEO-C_20_-2_3_5TM | 5TM | 6 | VWC | Volumetric water content | % | 2013-09-11 | 2018-01-02 | -2 | 20 | 3 | 35
359 | LEO-C_20_0_3_5TM | 5TM | 6 | VWC | Volumetric water content | % | 2013-09-23 | 2020-08-17 | 0 | 20 | 3 | 35
360 | LEO-C_20_2_3_5TM | 5TM | 6 | VWC | Volumetric water content | % | 2013-09-11 | 2016-08-17 | 2 | 20 | 3 | 35
361 | LEO-C_20_4_3_5TM | 5TM | 6 | VWC | Volumetric water content | % | 2013-09-11 | 2015-05-31 | 4 | 20 | 3 | 35
362 | LEO-C_22_-5_3_5TM | 5TM | 6 | VWC | Volumetric water content | % | 2013-09-11 | present | -5 | 22 | 3 | 35
363 | LEO-C_22_-3_3_5TM | 5TM | 6 | VWC | Volumetric water content | % | 2013-09-11 | present | -3 | 22 | 3 | 35
364 | LEO-C_22_-1_3_5TM | 5TM | 6 | VWC | Volumetric water content | % | 2013-09-11 | 2017-09-02 | -1 | 22 | 3 | 35
365 | LEO-C_22_1_3_5TM | 5TM | 6 | VWC | Volumetric water content | % | 2013-09-11 | 2025-10-06 | 1 | 22 | 3 | 35
366 | LEO-C_22_3_3_5TM | 5TM | 6 | VWC | Volumetric water content | % | 2013-09-11 | 2018-03-04 | 3 | 22 | 3 | 35
367 | LEO-C_22_5_3_5TM | 5TM | 6 | VWC | Volumetric water content | % | 2013-09-11 | 2021-09-03 | 5 | 22 | 3 | 35
368 | LEO-C_24_-4_3_5TM | 5TM | 6 | VWC | Volumetric water content | % | 2013-09-11 | 2013-09-23 | -4 | 24 | 3 | 35
369 | LEO-C_24_-2_3_5TM | 5TM | 6 | VWC | Volumetric water content | % | 2013-09-11 | 2016-07-25 | -2 | 24 | 3 | 35
370 | LEO-C_24_0_3_5TM | 5TM | 6 | VWC | Volumetric water content | % | 2013-09-11 | 2020-11-24 | 0 | 24 | 3 | 35
371 | LEO-C_24_2_3_5TM | 5TM | 6 | VWC | Volumetric water content | % | 2013-09-11 | present | 2 | 24 | 3 | 35
372 | LEO-C_24_4_3_5TM | 5TM | 6 | VWC | Volumetric water content | % | 2013-09-11 | 2016-12-07 | 4 | 24 | 3 | 35
373 | LEO-C_26_-5_3_5TM | 5TM | 6 | VWC | Volumetric water content | % | 2013-09-11 | present | -5 | 26 | 3 | 35
374 | LEO-C_26_-3_3_5TM | 5TM | 6 | VWC | Volumetric water content | % | 2013-09-11 | 2024-07-08 | -3 | 26 | 3 | 35
375 | LEO-C_26_-1_3_5TM | 5TM | 6 | VWC | Volumetric water content | % | 2013-09-11 | 2020-01-15 | -1 | 26 | 3 | 35
376 | LEO-C_26_1_3_5TM | 5TM | 6 | VWC | Volumetric water content | % | 2013-09-11 | present | 1 | 26 | 3 | 35
377 | LEO-C_26_3_3_5TM | 5TM | 6 | VWC | Volumetric water content | % | 2013-09-11 | present | 3 | 26 | 3 | 35
378 | LEO-C_26_5_3_5TM | 5TM | 6 | VWC | Volumetric water content | % | 2013-09-11 | present | 5 | 26 | 3 | 35
379 | LEO-C_28_-4_3_5TM | 5TM | 6 | VWC | Volumetric water content | % | 2013-09-11 | present | -4 | 28 | 3 | 35
380 | LEO-C_28_-2_3_5TM | 5TM | 6 | VWC | Volumetric water content | % | 2013-09-11 | 2025-08-10 | -2 | 28 | 3 | 35
381 | LEO-C_28_0_3_5TM | 5TM | 6 | VWC | Volumetric water content | % |  |  | 0 | 28 | 3 | 35
382 | LEO-C_28_2_3_5TM | 5TM | 6 | VWC | Volumetric water content | % | 2013-09-11 | present | 2 | 28 | 3 | 35
383 | LEO-C_28_4_3_5TM | 5TM | 6 | VWC | Volumetric water content | % | 2013-09-11 | 2025-03-26 | 4 | 28 | 3 | 35
384 | LEO-C_2_-4_4_5TM | 5TM | 6 | VWC | Volumetric water content | % | 2013-09-11 | present | -4 | 2 | 4 | 50
385 | LEO-C_2_-2_4_5TM | 5TM | 6 | VWC | Volumetric water content | % | 2013-09-11 | 2020-02-13 | -2 | 2 | 4 | 50
386 | LEO-C_2_0_4_5TM | 5TM | 6 | VWC | Volumetric water content | % | 2013-09-11 | 2016-12-07 | 0 | 2 | 4 | 50
387 | LEO-C_2_2_4_5TM | 5TM | 6 | VWC | Volumetric water content | % | 2013-09-11 | 2017-05-06 | 2 | 2 | 4 | 50
388 | LEO-C_2_4_4_5TM | 5TM | 6 | VWC | Volumetric water content | % | 2013-09-11 | present | 4 | 2 | 4 | 50
389 | LEO-C_4_-5_4_5TM | 5TM | 6 | VWC | Volumetric water content | % | 2013-09-11 | 2020-11-09 | -5 | 4 | 4 | 50
390 | LEO-C_4_-3_4_5TM | 5TM | 6 | VWC | Volumetric water content | % | 2013-09-11 | present | -3 | 4 | 4 | 50
391 | LEO-C_4_-1_4_5TM | 5TM | 6 | VWC | Volumetric water content | % | 2013-09-11 | 2021-01-29 | -1 | 4 | 4 | 50
392 | LEO-C_4_0_4_5TM | 5TM | 6 | VWC | Volumetric water content | % | 2013-09-11 | present | 0 | 4 | 4 | 50
393 | LEO-C_4_1_4_5TM | 5TM | 6 | VWC | Volumetric water content | % | 2013-09-11 | 2022-03-26 | 1 | 4 | 4 | 50
394 | LEO-C_4_3_4_5TM | 5TM | 6 | VWC | Volumetric water content | % | 2013-09-11 | present | 3 | 4 | 4 | 50
395 | LEO-C_4_5_4_5TM | 5TM | 6 | VWC | Volumetric water content | % | 2013-09-11 | present | 5 | 4 | 4 | 50
396 | LEO-C_6_-4_4_5TM | 5TM | 6 | VWC | Volumetric water content | % | 2013-09-11 | present | -4 | 6 | 4 | 50
397 | LEO-C_6_-2_4_5TM | 5TM | 6 | VWC | Volumetric water content | % | 2013-09-11 | 2022-08-09 | -2 | 6 | 4 | 50
398 | LEO-C_6_0_4_5TM | 5TM | 6 | VWC | Volumetric water content | % | 2013-09-11 | present | 0 | 6 | 4 | 50
399 | LEO-C_6_2_4_5TM | 5TM | 6 | VWC | Volumetric water content | % | 2013-09-12 | present | 2 | 6 | 4 | 50
400 | LEO-C_6_4_4_5TM | 5TM | 6 | VWC | Volumetric water content | % | 2013-09-11 | 2024-05-03 | 4 | 6 | 4 | 50
401 | LEO-C_8_-5_4_5TM | 5TM | 6 | VWC | Volumetric water content | % | 2013-09-11 | 2016-07-25 | -5 | 8 | 4 | 50
402 | LEO-C_8_-3_4_5TM | 5TM | 6 | VWC | Volumetric water content | % | 2013-09-11 | present | -3 | 8 | 4 | 50
403 | LEO-C_8_-1_4_5TM | 5TM | 6 | VWC | Volumetric water content | % | 2013-09-11 | present | -1 | 8 | 4 | 50
404 | LEO-C_8_1_4_5TM | 5TM | 6 | VWC | Volumetric water content | % | 2013-09-21 | 2022-03-18 | 1 | 8 | 4 | 50
405 | LEO-C_8_3_4_5TM | 5TM | 6 | VWC | Volumetric water content | % | 2013-09-11 | 2024-03-16 | 3 | 8 | 4 | 50
406 | LEO-C_8_5_4_5TM | 5TM | 6 | VWC | Volumetric water content | % |  |  | 5 | 8 | 4 | 50
407 | LEO-C_10_-4_4_5TM | 5TM | 6 | VWC | Volumetric water content | % | 2013-09-11 | present | -4 | 10 | 4 | 50
408 | LEO-C_10_-2_4_5TM | 5TM | 6 | VWC | Volumetric water content | % | 2013-09-11 | present | -2 | 10 | 4 | 50
409 | LEO-C_10_0_4_5TM | 5TM | 6 | VWC | Volumetric water content | % | 2013-09-11 | 2025-04-26 | 0 | 10 | 4 | 50
410 | LEO-C_10_2_4_5TM | 5TM | 6 | VWC | Volumetric water content | % | 2013-09-11 | 2017-12-11 | 2 | 10 | 4 | 50
411 | LEO-C_10_4_4_5TM | 5TM | 6 | VWC | Volumetric water content | % | 2013-09-11 | present | 4 | 10 | 4 | 50
412 | LEO-C_12_-5_4_5TM | 5TM | 6 | VWC | Volumetric water content | % |  |  | -5 | 12 | 4 | 50
413 | LEO-C_12_-4_3_5TM | 5TM | 6 | VWC | Volumetric water content | % | 2013-09-11 | present | -4 | 12 | 3 | 35
414 | LEO-C_12_-3_4_5TM | 5TM | 6 | VWC | Volumetric water content | % | 2013-09-11 | present | -3 | 12 | 4 | 50
415 | LEO-C_12_-1_4_5TM | 5TM | 6 | VWC | Volumetric water content | % | 2013-09-11 | present | -1 | 12 | 4 | 50
416 | LEO-C_12_1_4_5TM | 5TM | 6 | VWC | Volumetric water content | % | 2013-09-11 | 2025-06-29 | 1 | 12 | 4 | 50
417 | LEO-C_12_3_4_5TM | 5TM | 6 | VWC | Volumetric water content | % | 2013-09-11 | present | 3 | 12 | 4 | 50
418 | LEO-C_12_5_4_5TM | 5TM | 6 | VWC | Volumetric water content | % | 2013-09-11 | present | 5 | 12 | 4 | 50
419 | LEO-C_14_-4_4_5TM | 5TM | 6 | VWC | Volumetric water content | % | 2013-09-11 | 2016-08-03 | -4 | 14 | 4 | 50
420 | LEO-C_14_-2_4_5TM | 5TM | 6 | VWC | Volumetric water content | % | 2013-09-11 | 2017-12-11 | -2 | 14 | 4 | 50
421 | LEO-C_14_0_4_5TM | 5TM | 6 | VWC | Volumetric water content | % | 2013-09-11 | 2017-03-12 | 0 | 14 | 4 | 50
422 | LEO-C_14_2_4_5TM | 5TM | 6 | VWC | Volumetric water content | % | 2013-09-11 | present | 2 | 14 | 4 | 50
423 | LEO-C_14_4_4_5TM | 5TM | 6 | VWC | Volumetric water content | % | 2013-09-11 | present | 4 | 14 | 4 | 50
424 | LEO-C_16_-5_4_5TM | 5TM | 6 | VWC | Volumetric water content | % | 2013-09-11 | 2022-03-01 | -5 | 16 | 4 | 50
425 | LEO-C_16_-3_4_5TM | 5TM | 6 | VWC | Volumetric water content | % | 2013-09-11 | 2016-12-07 | -3 | 16 | 4 | 50
426 | LEO-C_16_-1_4_5TM | 5TM | 6 | VWC | Volumetric water content | % | 2013-09-11 | present | -1 | 16 | 4 | 50
427 | LEO-C_16_1_4_5TM | 5TM | 6 | VWC | Volumetric water content | % | 2013-09-11 | 2016-12-24 | 1 | 16 | 4 | 50
428 | LEO-C_16_3_4_5TM | 5TM | 6 | VWC | Volumetric water content | % | 2013-09-11 | 2018-02-28 | 3 | 16 | 4 | 50
429 | LEO-C_16_5_4_5TM | 5TM | 6 | VWC | Volumetric water content | % | 2013-09-11 | present | 5 | 16 | 4 | 50
430 | LEO-C_18_-4_4_5TM | 5TM | 6 | VWC | Volumetric water content | % | 2013-09-11 | 2018-07-26 | -4 | 18 | 4 | 50
431 | LEO-C_18_-2_4_5TM | 5TM | 6 | VWC | Volumetric water content | % | 2013-09-11 | 2018-02-28 | -2 | 18 | 4 | 50
432 | LEO-C_18_0_4_5TM | 5TM | 6 | VWC | Volumetric water content | % | 2013-09-11 | present | 0 | 18 | 4 | 50
433 | LEO-C_18_2_4_5TM | 5TM | 6 | VWC | Volumetric water content | % | 2013-09-11 | 2022-12-15 | 2 | 18 | 4 | 50
434 | LEO-C_18_4_4_5TM | 5TM | 6 | VWC | Volumetric water content | % | 2013-09-11 | 2025-03-22 | 4 | 18 | 4 | 50
435 | LEO-C_20_-5_4_5TM | 5TM | 6 | VWC | Volumetric water content | % | 2013-09-11 | 2017-12-05 | -5 | 20 | 4 | 50
436 | LEO-C_20_-3_4_5TM | 5TM | 6 | VWC | Volumetric water content | % | 2013-09-11 | present | -3 | 20 | 4 | 50
437 | LEO-C_20_-1_4_5TM | 5TM | 6 | VWC | Volumetric water content | % | 2013-09-11 | 2018-01-29 | -1 | 20 | 4 | 50
438 | LEO-C_20_1_4_5TM | 5TM | 6 | VWC | Volumetric water content | % | 2013-09-11 | 2025-03-22 | 1 | 20 | 4 | 50
439 | LEO-C_20_3_4_5TM | 5TM | 6 | VWC | Volumetric water content | % | 2013-09-11 | 2025-06-15 | 3 | 20 | 4 | 50
440 | LEO-C_20_5_4_5TM | 5TM | 6 | VWC | Volumetric water content | % | 2013-09-11 | 2017-01-10 | 5 | 20 | 4 | 50
441 | LEO-C_22_-4_4_5TM | 5TM | 6 | VWC | Volumetric water content | % | 2013-09-11 | 2017-08-24 | -4 | 22 | 4 | 50
442 | LEO-C_22_-2_4_5TM | 5TM | 6 | VWC | Volumetric water content | % | 2013-09-11 | 2016-01-15 | -2 | 22 | 4 | 50
443 | LEO-C_22_0_4_5TM | 5TM | 6 | VWC | Volumetric water content | % | 2013-09-11 | 2017-12-11 | 0 | 22 | 4 | 50
444 | LEO-C_22_2_4_5TM | 5TM | 6 | VWC | Volumetric water content | % | 2013-09-11 | 2025-06-17 | 2 | 22 | 4 | 50
445 | LEO-C_22_4_4_5TM | 5TM | 6 | VWC | Volumetric water content | % | 2013-09-11 | 2025-03-14 | 4 | 22 | 4 | 50
446 | LEO-C_24_-5_4_5TM | 5TM | 6 | VWC | Volumetric water content | % | 2013-09-11 | 2018-02-28 | -5 | 24 | 4 | 50
447 | LEO-C_24_-3_4_5TM | 5TM | 6 | VWC | Volumetric water content | % |  |  | -3 | 24 | 4 | 50
448 | LEO-C_24_-1_4_5TM | 5TM | 6 | VWC | Volumetric water content | % | 2013-09-11 | 2025-03-14 | -1 | 24 | 4 | 50
449 | LEO-C_24_1_4_5TM | 5TM | 6 | VWC | Volumetric water content | % | 2013-09-11 | 2025-03-14 | 1 | 24 | 4 | 50
450 | LEO-C_24_3_4_5TM | 5TM | 6 | VWC | Volumetric water content | % | 2013-09-11 | 2018-03-27 | 3 | 24 | 4 | 50
451 | LEO-C_24_5_4_5TM | 5TM | 6 | VWC | Volumetric water content | % | 2013-09-11 | present | 5 | 24 | 4 | 50
452 | LEO-C_26_-4_4_5TM | 5TM | 6 | VWC | Volumetric water content | % | 2013-09-11 | 2016-09-09 | -4 | 26 | 4 | 50
453 | LEO-C_26_-2_4_5TM | 5TM | 6 | VWC | Volumetric water content | % | 2013-09-11 | present | -2 | 26 | 4 | 50
454 | LEO-C_26_0_4_5TM | 5TM | 6 | VWC | Volumetric water content | % | 2013-09-11 | 2018-03-06 | 0 | 26 | 4 | 50
455 | LEO-C_26_2_4_5TM | 5TM | 6 | VWC | Volumetric water content | % | 2013-09-11 | present | 2 | 26 | 4 | 50
456 | LEO-C_26_4_4_5TM | 5TM | 6 | VWC | Volumetric water content | % | 2013-09-11 | 2018-02-28 | 4 | 26 | 4 | 50
457 | LEO-C_28_-5_4_5TM | 5TM | 6 | VWC | Volumetric water content | % | 2013-09-11 | 2025-03-10 | -5 | 28 | 4 | 50
458 | LEO-C_28_-3_4_5TM | 5TM | 6 | VWC | Volumetric water content | % | 2013-09-11 | present | -3 | 28 | 4 | 50
459 | LEO-C_28_-1_4_5TM | 5TM | 6 | VWC | Volumetric water content | % | 2013-09-11 | present | -1 | 28 | 4 | 50
460 | LEO-C_28_1_4_5TM | 5TM | 6 | VWC | Volumetric water content | % | 2013-09-11 | 2024-12-07 | 1 | 28 | 4 | 50
461 | LEO-C_28_3_4_5TM | 5TM | 6 | VWC | Volumetric water content | % |  |  | 3 | 28 | 4 | 50
462 | LEO-C_28_5_4_5TM | 5TM | 6 | VWC | Volumetric water content | % | 2013-09-11 | present | 5 | 28 | 4 | 50
463 | LEO-C_2_-4_5_5TM | 5TM | 6 | VWC | Volumetric water content | % | 2013-09-11 | 2024-07-02 | -4 | 2 | 5 | 85
464 | LEO-C_2_-2_5_5TM | 5TM | 6 | VWC | Volumetric water content | % | 2013-09-11 | present | -2 | 2 | 5 | 85
465 | LEO-C_2_0_5_5TM | 5TM | 6 | VWC | Volumetric water content | % | 2013-09-11 | 2025-03-10 | 0 | 2 | 5 | 85
466 | LEO-C_2_2_5_5TM | 5TM | 6 | VWC | Volumetric water content | % | 2013-09-11 | 2018-03-06 | 2 | 2 | 5 | 85
467 | LEO-C_2_4_5_5TM | 5TM | 6 | VWC | Volumetric water content | % | 2013-09-11 | present | 4 | 2 | 5 | 85
468 | LEO-C_4_0_5_5TM | 5TM | 6 | VWC | Volumetric water content | % | 2013-09-11 | 2024-07-10 | 0 | 4 | 5 | 85
469 | LEO-C_6_-4_5_5TM | 5TM | 6 | VWC | Volumetric water content | % | 2013-09-11 | 2025-03-31 | -4 | 6 | 5 | 85
470 | LEO-C_6_-2_5_5TM | 5TM | 6 | VWC | Volumetric water content | % | 2013-09-11 | 2017-11-08 | -2 | 6 | 5 | 85
471 | LEO-C_6_0_5_5TM | 5TM | 6 | VWC | Volumetric water content | % | 2013-09-11 | present | 0 | 6 | 5 | 85
472 | LEO-C_6_2_5_5TM | 5TM | 6 | VWC | Volumetric water content | % | 2013-09-12 | 2021-12-17 | 2 | 6 | 5 | 85
473 | LEO-C_6_4_5_5TM | 5TM | 6 | VWC | Volumetric water content | % | 2013-09-11 | present | 4 | 6 | 5 | 85
474 | LEO-C_10_-4_5_5TM | 5TM | 6 | VWC | Volumetric water content | % | 2013-09-11 | 2025-01-27 | -4 | 10 | 5 | 85
475 | LEO-C_10_-2_5_5TM | 5TM | 6 | VWC | Volumetric water content | % | 2013-09-11 | 2025-03-31 | -2 | 10 | 5 | 85
476 | LEO-C_10_0_5_5TM | 5TM | 6 | VWC | Volumetric water content | % | 2013-09-11 | 2025-03-26 | 0 | 10 | 5 | 85
477 | LEO-C_10_2_5_5TM | 5TM | 6 | VWC | Volumetric water content | % | 2014-06-11 | 2015-01-12 | 2 | 10 | 5 | 85
478 | LEO-C_10_4_5_5TM | 5TM | 6 | VWC | Volumetric water content | % | 2013-09-11 | 2018-07-26 | 4 | 10 | 5 | 85
479 | LEO-C_14_-4_5_5TM | 5TM | 6 | VWC | Volumetric water content | % | 2013-09-11 | 2018-01-29 | -4 | 14 | 5 | 85
480 | LEO-C_14_-2_5_5TM | 5TM | 6 | VWC | Volumetric water content | % | 2013-09-11 | 2021-08-22 | -2 | 14 | 5 | 85
481 | LEO-C_14_0_5_5TM | 5TM | 6 | VWC | Volumetric water content | % | 2013-09-11 | 2024-04-14 | 0 | 14 | 5 | 85
482 | LEO-C_14_2_5_5TM | 5TM | 6 | VWC | Volumetric water content | % | 2013-09-11 | 2022-05-09 | 2 | 14 | 5 | 85
483 | LEO-C_14_4_5_5TM | 5TM | 6 | VWC | Volumetric water content | % | 2013-09-11 | present | 4 | 14 | 5 | 85
484 | LEO-C_18_-4_5_5TM | 5TM | 6 | VWC | Volumetric water content | % | 2013-09-11 | present | -4 | 18 | 5 | 85
485 | LEO-C_18_-2_5_5TM | 5TM | 6 | VWC | Volumetric water content | % | 2013-09-11 | 2014-02-03 | -2 | 18 | 5 | 85
486 | LEO-C_18_0_5_5TM | 5TM | 6 | VWC | Volumetric water content | % | 2013-09-15 | 2023-03-25 | 0 | 18 | 5 | 85
487 | LEO-C_18_2_5_5TM | 5TM | 6 | VWC | Volumetric water content | % | 2013-09-11 | present | 2 | 18 | 5 | 85
488 | LEO-C_18_4_5_5TM | 5TM | 6 | VWC | Volumetric water content | % | 2013-09-11 | present | 4 | 18 | 5 | 85
489 | LEO-C_22_-4_5_5TM | 5TM | 6 | VWC | Volumetric water content | % | 2013-09-11 | present | -4 | 22 | 5 | 85
490 | LEO-C_22_-2_5_5TM | 5TM | 6 | VWC | Volumetric water content | % | 2013-09-11 | 2023-06-23 | -2 | 22 | 5 | 85
491 | LEO-C_22_0_5_5TM | 5TM | 6 | VWC | Volumetric water content | % | 2013-09-11 | 2016-12-07 | 0 | 22 | 5 | 85
492 | LEO-C_22_2_5_5TM | 5TM | 6 | VWC | Volumetric water content | % | 2013-09-11 | 2015-01-12 | 2 | 22 | 5 | 85
493 | LEO-C_22_4_5_5TM | 5TM | 6 | VWC | Volumetric water content | % | 2013-09-11 | 2018-04-10 | 4 | 22 | 5 | 85
494 | LEO-C_26_-2_5_5TM | 5TM | 6 | VWC | Volumetric water content | % | 2014-06-11 | 2015-01-12 | -2 | 26 | 5 | 85
495 | LEO-C_26_0_5_5TM | 5TM | 6 | VWC | Volumetric water content | % | 2013-09-11 | present | 0 | 26 | 5 | 85
496 | LEO-C_26_2_5_5TM | 5TM | 6 | VWC | Volumetric water content | % | 2013-09-11 | present | 2 | 26 | 5 | 85

## MPS-2
SENSORID | SENSORCODE | SENSORTYPE | VARIABLEID | VARIABLECODE | VARIABLENAME | UNITS | Data From | Data End | X-across | Y-upslope | Depth level | Depth [cm]
497 | LEO-C_2_-5_1_MPS-2 | MPS-2 | 3 | soilTemp | Temperature | degC | 2013-09-11 | present | -5 | 2 | 1 | 5
498 | LEO-C_2_-4_1_MPS-2 | MPS-2 | 3 | soilTemp | Temperature | degC | 2013-09-11 | present | -4 | 2 | 1 | 5
499 | LEO-C_2_-3_1_MPS-2 | MPS-2 | 3 | soilTemp | Temperature | degC | 2013-09-11 | 2018-08-15 | -3 | 2 | 1 | 5
500 | LEO-C_2_-2_1_MPS-2 | MPS-2 | 3 | soilTemp | Temperature | degC | 2013-09-23 | 2022-05-05 | -2 | 2 | 1 | 5
501 | LEO-C_2_-1_1_MPS-2 | MPS-2 | 3 | soilTemp | Temperature | degC | 2013-09-11 | 2025-04-01 | -1 | 2 | 1 | 5
502 | LEO-C_2_0_1_MPS-2 | MPS-2 | 3 | soilTemp | Temperature | degC | 2013-09-11 | present | 0 | 2 | 1 | 5
503 | LEO-C_2_1_1_MPS-2 | MPS-2 | 3 | soilTemp | Temperature | degC | 2013-09-11 | present | 1 | 2 | 1 | 5
504 | LEO-C_2_2_1_MPS-2 | MPS-2 | 3 | soilTemp | Temperature | degC | 2013-09-11 | present | 2 | 2 | 1 | 5
505 | LEO-C_2_3_1_MPS-2 | MPS-2 | 3 | soilTemp | Temperature | degC | 2013-09-11 | 2024-10-02 | 3 | 2 | 1 | 5
506 | LEO-C_2_4_1_MPS-2 | MPS-2 | 3 | soilTemp | Temperature | degC | 2013-09-11 | 2018-08-15 | 4 | 2 | 1 | 5
507 | LEO-C_2_5_1_MPS-2 | MPS-2 | 3 | soilTemp | Temperature | degC | 2013-09-11 | present | 5 | 2 | 1 | 5
508 | LEO-C_4_-5_1_MPS-2 | MPS-2 | 3 | soilTemp | Temperature | degC | 2013-09-11 | 2024-11-24 | -5 | 4 | 1 | 5
509 | LEO-C_4_-4_1_MPS-2 | MPS-2 | 3 | soilTemp | Temperature | degC | 2013-09-11 | present | -4 | 4 | 1 | 5
510 | LEO-C_4_-3_1_MPS-2 | MPS-2 | 3 | soilTemp | Temperature | degC | 2013-09-11 | 2018-08-15 | -3 | 4 | 1 | 5
511 | LEO-C_4_-2_1_MPS-2 | MPS-2 | 3 | soilTemp | Temperature | degC | 2013-09-11 | 2025-08-29 | -2 | 4 | 1 | 5
512 | LEO-C_4_-1_1_MPS-2 | MPS-2 | 3 | soilTemp | Temperature | degC | 2013-09-11 | 2018-08-15 | -1 | 4 | 1 | 5
513 | LEO-C_4_0_1_MPS-2 | MPS-2 | 3 | soilTemp | Temperature | degC | 2013-09-11 | 2017-05-06 | 0 | 4 | 1 | 5
514 | LEO-C_4_1_1_MPS-2 | MPS-2 | 3 | soilTemp | Temperature | degC | 2013-09-11 | 2016-08-27 | 1 | 4 | 1 | 5
515 | LEO-C_4_2_1_MPS-2 | MPS-2 | 3 | soilTemp | Temperature | degC | 2013-09-11 | 2019-10-03 | 2 | 4 | 1 | 5
516 | LEO-C_4_3_1_MPS-2 | MPS-2 | 3 | soilTemp | Temperature | degC | 2013-09-11 | 2021-08-14 | 3 | 4 | 1 | 5
517 | LEO-C_4_4_1_MPS-2 | MPS-2 | 3 | soilTemp | Temperature | degC | 2013-09-11 | 2018-08-15 | 4 | 4 | 1 | 5
518 | LEO-C_4_5_1_MPS-2 | MPS-2 | 3 | soilTemp | Temperature | degC | 2013-09-11 | 2020-07-26 | 5 | 4 | 1 | 5
519 | LEO-C_6_-5_1_MPS-2 | MPS-2 | 3 | soilTemp | Temperature | degC | 2013-09-11 | 2020-10-06 | -5 | 6 | 1 | 5
520 | LEO-C_6_-4_1_MPS-2 | MPS-2 | 3 | soilTemp | Temperature | degC | 2013-09-11 | 2018-09-08 | -4 | 6 | 1 | 5
521 | LEO-C_6_-3_1_MPS-2 | MPS-2 | 3 | soilTemp | Temperature | degC | 2013-09-11 | 2017-11-08 | -3 | 6 | 1 | 5
522 | LEO-C_6_-2_1_MPS-2 | MPS-2 | 3 | soilTemp | Temperature | degC | 2013-09-11 | 2019-04-19 | -2 | 6 | 1 | 5
523 | LEO-C_6_-1_1_MPS-2 | MPS-2 | 3 | soilTemp | Temperature | degC | 2013-09-11 | 2025-05-28 | -1 | 6 | 1 | 5
524 | LEO-C_6_0_1_MPS-2 | MPS-2 | 3 | soilTemp | Temperature | degC | 2013-09-11 | present | 0 | 6 | 1 | 5
525 | LEO-C_6_1_1_MPS-2 | MPS-2 | 3 | soilTemp | Temperature | degC | 2013-09-11 | 2018-08-15 | 1 | 6 | 1 | 5
526 | LEO-C_6_2_1_MPS-2 | MPS-2 | 3 | soilTemp | Temperature | degC | 2013-09-11 | 2018-06-28 | 2 | 6 | 1 | 5
527 | LEO-C_6_3_1_MPS-2 | MPS-2 | 3 | soilTemp | Temperature | degC | 2013-09-11 | 2018-08-15 | 3 | 6 | 1 | 5
528 | LEO-C_6_4_1_MPS-2 | MPS-2 | 3 | soilTemp | Temperature | degC | 2013-09-11 | present | 4 | 6 | 1 | 5
529 | LEO-C_6_5_1_MPS-2 | MPS-2 | 3 | soilTemp | Temperature | degC | 2013-09-11 | 2024-06-25 | 5 | 6 | 1 | 5
530 | LEO-C_8_-5_1_MPS-2 | MPS-2 | 3 | soilTemp | Temperature | degC | 2013-09-11 | 2019-04-19 | -5 | 8 | 1 | 5
531 | LEO-C_8_-4_1_MPS-2 | MPS-2 | 3 | soilTemp | Temperature | degC | 2013-09-11 | 2019-05-07 | -4 | 8 | 1 | 5
532 | LEO-C_8_-3_1_MPS-2 | MPS-2 | 3 | soilTemp | Temperature | degC | 2013-09-11 | 2024-05-19 | -3 | 8 | 1 | 5
533 | LEO-C_8_-2_1_MPS-2 | MPS-2 | 3 | soilTemp | Temperature | degC | 2013-09-11 | 2023-07-03 | -2 | 8 | 1 | 5
534 | LEO-C_8_-1_1_MPS-2 | MPS-2 | 3 | soilTemp | Temperature | degC | 2013-09-11 | 2019-04-19 | -1 | 8 | 1 | 5
535 | LEO-C_8_0_1_MPS-2 | MPS-2 | 3 | soilTemp | Temperature | degC | 2013-09-11 | present | 0 | 8 | 1 | 5
536 | LEO-C_8_1_1_MPS-2 | MPS-2 | 3 | soilTemp | Temperature | degC | 2013-09-11 | present | 1 | 8 | 1 | 5
537 | LEO-C_8_2_1_MPS-2 | MPS-2 | 3 | soilTemp | Temperature | degC | 2013-09-11 | 2023-05-26 | 2 | 8 | 1 | 5
538 | LEO-C_8_3_1_MPS-2 | MPS-2 | 3 | soilTemp | Temperature | degC | 2013-09-11 | 2018-08-15 | 3 | 8 | 1 | 5
539 | LEO-C_8_4_1_MPS-2 | MPS-2 | 3 | soilTemp | Temperature | degC | 2013-09-11 | present | 4 | 8 | 1 | 5
540 | LEO-C_8_5_1_MPS-2 | MPS-2 | 3 | soilTemp | Temperature | degC | 2013-09-11 | present | 5 | 8 | 1 | 5
541 | LEO-C_10_-5_1_MPS-2 | MPS-2 | 3 | soilTemp | Temperature | degC | 2013-09-11 | present | -5 | 10 | 1 | 5
542 | LEO-C_10_-4_1_MPS-2 | MPS-2 | 3 | soilTemp | Temperature | degC | 2013-09-11 | present | -4 | 10 | 1 | 5
543 | LEO-C_10_-3_1_MPS-2 | MPS-2 | 3 | soilTemp | Temperature | degC | 2013-09-11 | 2020-04-16 | -3 | 10 | 1 | 5
544 | LEO-C_10_-2_1_MPS-2 | MPS-2 | 3 | soilTemp | Temperature | degC | 2013-09-11 | 2019-04-19 | -2 | 10 | 1 | 5
545 | LEO-C_10_-1_1_MPS-2 | MPS-2 | 3 | soilTemp | Temperature | degC | 2013-09-11 | 2018-08-15 | -1 | 10 | 1 | 5
546 | LEO-C_10_0_1_MPS-2 | MPS-2 | 3 | soilTemp | Temperature | degC | 2013-09-11 | 2025-09-20 | 0 | 10 | 1 | 5
547 | LEO-C_10_1_1_MPS-2 | MPS-2 | 3 | soilTemp | Temperature | degC | 2013-09-11 | present | 1 | 10 | 1 | 5
548 | LEO-C_10_2_1_MPS-2 | MPS-2 | 3 | soilTemp | Temperature | degC | 2013-09-11 | 2018-08-15 | 2 | 10 | 1 | 5
549 | LEO-C_10_3_1_MPS-2 | MPS-2 | 3 | soilTemp | Temperature | degC | 2013-09-11 | 2019-12-06 | 3 | 10 | 1 | 5
550 | LEO-C_10_4_1_MPS-2 | MPS-2 | 3 | soilTemp | Temperature | degC | 2013-09-11 | 2018-08-15 | 4 | 10 | 1 | 5
551 | LEO-C_10_5_1_MPS-2 | MPS-2 | 3 | soilTemp | Temperature | degC | 2013-09-11 | 2020-04-12 | 5 | 10 | 1 | 5
552 | LEO-C_12_-5_1_MPS-2 | MPS-2 | 3 | soilTemp | Temperature | degC | 2013-09-11 | present | -5 | 12 | 1 | 5
553 | LEO-C_12_-4_1_MPS-2 | MPS-2 | 3 | soilTemp | Temperature | degC | 2013-09-11 | 2018-08-15 | -4 | 12 | 1 | 5
554 | LEO-C_12_-3_1_MPS-2 | MPS-2 | 3 | soilTemp | Temperature | degC | 2013-09-11 | 2018-08-15 | -3 | 12 | 1 | 5
555 | LEO-C_12_-2_1_MPS-2 | MPS-2 | 3 | soilTemp | Temperature | degC | 2013-09-11 | 2018-08-15 | -2 | 12 | 1 | 5
556 | LEO-C_12_-1_1_MPS-2 | MPS-2 | 3 | soilTemp | Temperature | degC | 2013-09-11 | 2018-08-15 | -1 | 12 | 1 | 5
557 | LEO-C_12_0_1_MPS-2 | MPS-2 | 3 | soilTemp | Temperature | degC | 2013-09-11 | 2021-09-22 | 0 | 12 | 1 | 5
558 | LEO-C_12_1_1_MPS-2 | MPS-2 | 3 | soilTemp | Temperature | degC | 2013-09-11 | 2021-06-21 | 1 | 12 | 1 | 5
559 | LEO-C_12_2_1_MPS-2 | MPS-2 | 3 | soilTemp | Temperature | degC | 2013-09-11 | 2022-08-11 | 2 | 12 | 1 | 5
560 | LEO-C_12_3_1_MPS-2 | MPS-2 | 3 | soilTemp | Temperature | degC | 2013-09-11 | 2020-07-03 | 3 | 12 | 1 | 5
561 | LEO-C_12_4_1_MPS-2 | MPS-2 | 3 | soilTemp | Temperature | degC | 2013-09-11 | present | 4 | 12 | 1 | 5
562 | LEO-C_12_5_1_MPS-2 | MPS-2 | 3 | soilTemp | Temperature | degC | 2013-09-11 | 2018-01-24 | 5 | 12 | 1 | 5
563 | LEO-C_14_-5_1_MPS-2 | MPS-2 | 3 | soilTemp | Temperature | degC | 2013-09-11 | present | -5 | 14 | 1 | 5
564 | LEO-C_14_-4_1_MPS-2 | MPS-2 | 3 | soilTemp | Temperature | degC | 2013-09-11 | 2017-11-28 | -4 | 14 | 1 | 5
565 | LEO-C_14_-3_1_MPS-2 | MPS-2 | 3 | soilTemp | Temperature | degC | 2013-09-11 | 2023-10-20 | -3 | 14 | 1 | 5
566 | LEO-C_14_-2_1_MPS-2 | MPS-2 | 3 | soilTemp | Temperature | degC | 2013-09-11 | 2017-11-07 | -2 | 14 | 1 | 5
567 | LEO-C_14_-1_1_MPS-2 | MPS-2 | 3 | soilTemp | Temperature | degC | 2013-09-11 | 2018-04-12 | -1 | 14 | 1 | 5
568 | LEO-C_14_0_1_MPS-2 | MPS-2 | 3 | soilTemp | Temperature | degC | 2013-09-11 | present | 0 | 14 | 1 | 5
569 | LEO-C_14_1_1_MPS-2 | MPS-2 | 3 | soilTemp | Temperature | degC | 2013-09-11 | 2018-01-29 | 1 | 14 | 1 | 5
570 | LEO-C_14_2_1_MPS-2 | MPS-2 | 3 | soilTemp | Temperature | degC | 2013-09-11 | present | 2 | 14 | 1 | 5
571 | LEO-C_14_3_1_MPS-2 | MPS-2 | 3 | soilTemp | Temperature | degC | 2013-09-11 | 2018-07-14 | 3 | 14 | 1 | 5
572 | LEO-C_14_4_1_MPS-2 | MPS-2 | 3 | soilTemp | Temperature | degC | 2013-09-11 | present | 4 | 14 | 1 | 5
573 | LEO-C_14_5_1_MPS-2 | MPS-2 | 3 | soilTemp | Temperature | degC | 2013-09-11 | 2022-03-14 | 5 | 14 | 1 | 5
574 | LEO-C_16_-5_1_MPS-2 | MPS-2 | 3 | soilTemp | Temperature | degC | 2013-09-11 | 2017-11-28 | -5 | 16 | 1 | 5
575 | LEO-C_16_-4_1_MPS-2 | MPS-2 | 3 | soilTemp | Temperature | degC | 2013-09-11 | 2019-11-28 | -4 | 16 | 1 | 5
576 | LEO-C_16_-3_1_MPS-2 | MPS-2 | 3 | soilTemp | Temperature | degC | 2013-09-11 | 2017-10-02 | -3 | 16 | 1 | 5
577 | LEO-C_16_-2_1_MPS-2 | MPS-2 | 3 | soilTemp | Temperature | degC | 2013-09-11 | 2017-10-27 | -2 | 16 | 1 | 5
578 | LEO-C_16_-1_1_MPS-2 | MPS-2 | 3 | soilTemp | Temperature | degC | 2013-09-11 | 2019-08-03 | -1 | 16 | 1 | 5
579 | LEO-C_16_0_1_MPS-2 | MPS-2 | 3 | soilTemp | Temperature | degC | 2013-09-11 | 2018-03-06 | 0 | 16 | 1 | 5
580 | LEO-C_16_1_1_MPS-2 | MPS-2 | 3 | soilTemp | Temperature | degC | 2013-09-11 | 2018-06-01 | 1 | 16 | 1 | 5
581 | LEO-C_16_2_1_MPS-2 | MPS-2 | 3 | soilTemp | Temperature | degC | 2013-09-11 | 2020-02-04 | 2 | 16 | 1 | 5
582 | LEO-C_16_3_1_MPS-2 | MPS-2 | 3 | soilTemp | Temperature | degC | 2013-09-11 | 2019-05-31 | 3 | 16 | 1 | 5
583 | LEO-C_16_4_1_MPS-2 | MPS-2 | 3 | soilTemp | Temperature | degC | 2013-09-11 | 2019-04-22 | 4 | 16 | 1 | 5
584 | LEO-C_16_5_1_MPS-2 | MPS-2 | 3 | soilTemp | Temperature | degC | 2013-09-11 | 2017-04-10 | 5 | 16 | 1 | 5
585 | LEO-C_18_-5_1_MPS-2 | MPS-2 | 3 | soilTemp | Temperature | degC | 2013-09-11 | 2017-12-23 | -5 | 18 | 1 | 5
586 | LEO-C_18_-4_1_MPS-2 | MPS-2 | 3 | soilTemp | Temperature | degC | 2013-09-11 | 2019-06-27 | -4 | 18 | 1 | 5
587 | LEO-C_18_-3_1_MPS-2 | MPS-2 | 3 | soilTemp | Temperature | degC | 2013-09-11 | 2021-09-12 | -3 | 18 | 1 | 5
588 | LEO-C_18_-2_1_MPS-2 | MPS-2 | 3 | soilTemp | Temperature | degC | 2013-09-11 | present | -2 | 18 | 1 | 5
589 | LEO-C_18_-1_1_MPS-2 | MPS-2 | 3 | soilTemp | Temperature | degC | 2013-09-11 | 2018-08-01 | -1 | 18 | 1 | 5
590 | LEO-C_18_0_1_MPS-2 | MPS-2 | 3 | soilTemp | Temperature | degC | 2013-09-11 | 2022-04-18 | 0 | 18 | 1 | 5
591 | LEO-C_18_1_1_MPS-2 | MPS-2 | 3 | soilTemp | Temperature | degC | 2013-09-11 | 2018-01-24 | 1 | 18 | 1 | 5
592 | LEO-C_18_2_1_MPS-2 | MPS-2 | 3 | soilTemp | Temperature | degC | 2013-09-11 | present | 2 | 18 | 1 | 5
593 | LEO-C_18_3_1_MPS-2 | MPS-2 | 3 | soilTemp | Temperature | degC | 2013-09-11 | 2018-01-24 | 3 | 18 | 1 | 5
594 | LEO-C_18_4_1_MPS-2 | MPS-2 | 3 | soilTemp | Temperature | degC | 2013-09-11 | 2018-09-25 | 4 | 18 | 1 | 5
595 | LEO-C_18_5_1_MPS-2 | MPS-2 | 3 | soilTemp | Temperature | degC | 2013-09-11 | 2019-06-20 | 5 | 18 | 1 | 5
596 | LEO-C_20_-5_1_MPS-2 | MPS-2 | 3 | soilTemp | Temperature | degC | 2013-09-11 | 2017-12-08 | -5 | 20 | 1 | 5
597 | LEO-C_20_-4_1_MPS-2 | MPS-2 | 3 | soilTemp | Temperature | degC | 2013-09-11 | 2020-10-04 | -4 | 20 | 1 | 5
598 | LEO-C_20_-3_1_MPS-2 | MPS-2 | 3 | soilTemp | Temperature | degC | 2013-09-11 | 2019-04-19 | -3 | 20 | 1 | 5
599 | LEO-C_20_-2_1_MPS-2 | MPS-2 | 3 | soilTemp | Temperature | degC | 2013-09-11 | 2019-12-21 | -2 | 20 | 1 | 5
600 | LEO-C_20_-1_1_MPS-2 | MPS-2 | 3 | soilTemp | Temperature | degC | 2013-09-11 | 2018-01-15 | -1 | 20 | 1 | 5
601 | LEO-C_20_0_1_MPS-2 | MPS-2 | 3 | soilTemp | Temperature | degC | 2013-09-11 | 2025-02-19 | 0 | 20 | 1 | 5
602 | LEO-C_20_1_1_MPS-2 | MPS-2 | 3 | soilTemp | Temperature | degC | 2013-09-11 | 2018-06-10 | 1 | 20 | 1 | 5
603 | LEO-C_20_2_1_MPS-2 | MPS-2 | 3 | soilTemp | Temperature | degC | 2013-09-11 | 2023-02-22 | 2 | 20 | 1 | 5
604 | LEO-C_20_3_1_MPS-2 | MPS-2 | 3 | soilTemp | Temperature | degC | 2013-09-11 | 2025-03-24 | 3 | 20 | 1 | 5
605 | LEO-C_20_4_1_MPS-2 | MPS-2 | 3 | soilTemp | Temperature | degC | 2013-09-11 | 2019-07-26 | 4 | 20 | 1 | 5
606 | LEO-C_20_5_1_MPS-2 | MPS-2 | 3 | soilTemp | Temperature | degC | 2013-09-11 | 2023-03-28 | 5 | 20 | 1 | 5
607 | LEO-C_22_-5_1_MPS-2 | MPS-2 | 3 | soilTemp | Temperature | degC | 2013-09-11 | 2018-09-24 | -5 | 22 | 1 | 5
608 | LEO-C_22_-4_1_MPS-2 | MPS-2 | 3 | soilTemp | Temperature | degC | 2013-09-11 | present | -4 | 22 | 1 | 5
609 | LEO-C_22_-3_1_MPS-2 | MPS-2 | 3 | soilTemp | Temperature | degC | 2013-09-11 | 2014-06-20 | -3 | 22 | 1 | 5
610 | LEO-C_22_-2_1_MPS-2 | MPS-2 | 3 | soilTemp | Temperature | degC | 2013-09-11 | present | -2 | 22 | 1 | 5
611 | LEO-C_22_-1_1_MPS-2 | MPS-2 | 3 | soilTemp | Temperature | degC | 2013-09-11 | 2018-09-20 | -1 | 22 | 1 | 5
612 | LEO-C_22_0_1_MPS-2 | MPS-2 | 3 | soilTemp | Temperature | degC | 2013-09-11 | 2020-02-09 | 0 | 22 | 1 | 5
613 | LEO-C_22_1_1_MPS-2 | MPS-2 | 3 | soilTemp | Temperature | degC | 2013-09-11 | 2017-12-05 | 1 | 22 | 1 | 5
614 | LEO-C_22_2_1_MPS-2 | MPS-2 | 3 | soilTemp | Temperature | degC | 2013-09-11 | 2023-04-12 | 2 | 22 | 1 | 5
615 | LEO-C_22_3_1_MPS-2 | MPS-2 | 3 | soilTemp | Temperature | degC | 2013-09-11 | 2023-02-22 | 3 | 22 | 1 | 5
616 | LEO-C_22_4_1_MPS-2 | MPS-2 | 3 | soilTemp | Temperature | degC | 2013-09-11 | 2025-03-19 | 4 | 22 | 1 | 5
617 | LEO-C_22_5_1_MPS-2 | MPS-2 | 3 | soilTemp | Temperature | degC | 2013-09-11 | 2019-09-01 | 5 | 22 | 1 | 5
618 | LEO-C_24_-5_1_MPS-2 | MPS-2 | 3 | soilTemp | Temperature | degC | 2013-09-11 | 2018-06-23 | -5 | 24 | 1 | 5
619 | LEO-C_24_-4_1_MPS-2 | MPS-2 | 3 | soilTemp | Temperature | degC | 2013-09-11 | 2020-04-19 | -4 | 24 | 1 | 5
620 | LEO-C_24_-3_1_MPS-2 | MPS-2 | 3 | soilTemp | Temperature | degC | 2013-09-11 | 2020-04-04 | -3 | 24 | 1 | 5
621 | LEO-C_24_-2_1_MPS-2 | MPS-2 | 3 | soilTemp | Temperature | degC | 2013-09-11 | 2020-03-11 | -2 | 24 | 1 | 5
622 | LEO-C_24_-1_1_MPS-2 | MPS-2 | 3 | soilTemp | Temperature | degC | 2013-09-11 | 2020-01-12 | -1 | 24 | 1 | 5
623 | LEO-C_24_0_1_MPS-2 | MPS-2 | 3 | soilTemp | Temperature | degC | 2013-09-11 | 2025-03-26 | 0 | 24 | 1 | 5
624 | LEO-C_24_1_1_MPS-2 | MPS-2 | 3 | soilTemp | Temperature | degC | 2013-09-11 | 2017-10-02 | 1 | 24 | 1 | 5
625 | LEO-C_24_2_1_MPS-2 | MPS-2 | 3 | soilTemp | Temperature | degC | 2013-09-11 | 2018-12-26 | 2 | 24 | 1 | 5
626 | LEO-C_24_3_1_MPS-2 | MPS-2 | 3 | soilTemp | Temperature | degC | 2013-09-11 | 2017-12-20 | 3 | 24 | 1 | 5
627 | LEO-C_24_4_1_MPS-2 | MPS-2 | 3 | soilTemp | Temperature | degC | 2013-09-11 | 2017-11-25 | 4 | 24 | 1 | 5
628 | LEO-C_24_5_1_MPS-2 | MPS-2 | 3 | soilTemp | Temperature | degC | 2013-09-11 | 2018-06-26 | 5 | 24 | 1 | 5
629 | LEO-C_26_-5_1_MPS-2 | MPS-2 | 3 | soilTemp | Temperature | degC | 2013-09-11 | present | -5 | 26 | 1 | 5
630 | LEO-C_26_-4_1_MPS-2 | MPS-2 | 3 | soilTemp | Temperature | degC | 2013-09-11 | 2018-05-24 | -4 | 26 | 1 | 5
631 | LEO-C_26_-3_1_MPS-2 | MPS-2 | 3 | soilTemp | Temperature | degC | 2013-09-11 | 2018-08-05 | -3 | 26 | 1 | 5
632 | LEO-C_26_-2_1_MPS-2 | MPS-2 | 3 | soilTemp | Temperature | degC | 2013-09-11 | 2018-11-24 | -2 | 26 | 1 | 5
633 | LEO-C_26_-1_1_MPS-2 | MPS-2 | 3 | soilTemp | Temperature | degC | 2013-09-11 | 2019-02-01 | -1 | 26 | 1 | 5
634 | LEO-C_26_0_1_MPS-2 | MPS-2 | 3 | soilTemp | Temperature | degC | 2013-09-11 | 2017-04-05 | 0 | 26 | 1 | 5
635 | LEO-C_26_1_1_MPS-2 | MPS-2 | 3 | soilTemp | Temperature | degC | 2013-09-11 | 2019-01-14 | 1 | 26 | 1 | 5
636 | LEO-C_26_2_1_MPS-2 | MPS-2 | 3 | soilTemp | Temperature | degC | 2013-09-11 | present | 2 | 26 | 1 | 5
637 | LEO-C_26_3_1_MPS-2 | MPS-2 | 3 | soilTemp | Temperature | degC | 2013-09-11 | present | 3 | 26 | 1 | 5
638 | LEO-C_26_4_1_MPS-2 | MPS-2 | 3 | soilTemp | Temperature | degC | 2013-09-11 | 2017-08-22 | 4 | 26 | 1 | 5
639 | LEO-C_26_5_1_MPS-2 | MPS-2 | 3 | soilTemp | Temperature | degC | 2013-09-11 | 2018-02-28 | 5 | 26 | 1 | 5
640 | LEO-C_28_-5_1_MPS-2 | MPS-2 | 3 | soilTemp | Temperature | degC | 2013-09-11 | 2019-08-18 | -5 | 28 | 1 | 5
641 | LEO-C_28_-4_1_MPS-2 | MPS-2 | 3 | soilTemp | Temperature | degC | 2013-09-11 | present | -4 | 28 | 1 | 5
642 | LEO-C_28_-3_1_MPS-2 | MPS-2 | 3 | soilTemp | Temperature | degC | 2013-09-11 | 2019-06-04 | -3 | 28 | 1 | 5
643 | LEO-C_28_-2_1_MPS-2 | MPS-2 | 3 | soilTemp | Temperature | degC | 2013-09-11 | 2020-12-22 | -2 | 28 | 1 | 5
644 | LEO-C_28_-1_1_MPS-2 | MPS-2 | 3 | soilTemp | Temperature | degC | 2013-09-11 | 2022-12-08 | -1 | 28 | 1 | 5
645 | LEO-C_28_0_1_MPS-2 | MPS-2 | 3 | soilTemp | Temperature | degC | 2013-09-11 | 2022-09-19 | 0 | 28 | 1 | 5
646 | LEO-C_28_1_1_MPS-2 | MPS-2 | 3 | soilTemp | Temperature | degC | 2013-09-11 | 2019-10-28 | 1 | 28 | 1 | 5
647 | LEO-C_28_2_1_MPS-2 | MPS-2 | 3 | soilTemp | Temperature | degC | 2013-09-11 | 2018-05-19 | 2 | 28 | 1 | 5
648 | LEO-C_28_3_1_MPS-2 | MPS-2 | 3 | soilTemp | Temperature | degC | 2013-09-11 | 2017-08-22 | 3 | 28 | 1 | 5
649 | LEO-C_28_4_1_MPS-2 | MPS-2 | 3 | soilTemp | Temperature | degC | 2013-09-11 | present | 4 | 28 | 1 | 5
650 | LEO-C_28_5_1_MPS-2 | MPS-2 | 3 | soilTemp | Temperature | degC | 2013-09-11 | 2017-08-22 | 5 | 28 | 1 | 5
651 | LEO-C_2_-5_2_MPS-2 | MPS-2 | 3 | soilTemp | Temperature | degC | 2013-09-11 | present | -5 | 2 | 2 | 20
652 | LEO-C_2_-4_2_MPS-2 | MPS-2 | 3 | soilTemp | Temperature | degC | 2013-09-11 | 2018-08-15 | -4 | 2 | 2 | 20
653 | LEO-C_2_-3_2_MPS-2 | MPS-2 | 3 | soilTemp | Temperature | degC | 2013-09-11 | present | -3 | 2 | 2 | 20
654 | LEO-C_2_-2_2_MPS-2 | MPS-2 | 3 | soilTemp | Temperature | degC | 2013-09-11 | present | -2 | 2 | 2 | 20
655 | LEO-C_2_-1_2_MPS-2 | MPS-2 | 3 | soilTemp | Temperature | degC | 2013-09-13 | 2021-01-26 | -1 | 2 | 2 | 20
656 | LEO-C_2_0_2_MPS-2 | MPS-2 | 3 | soilTemp | Temperature | degC | 2013-09-11 | present | 0 | 2 | 2 | 20
657 | LEO-C_2_1_2_MPS-2 | MPS-2 | 3 | soilTemp | Temperature | degC | 2013-09-11 | present | 1 | 2 | 2 | 20
658 | LEO-C_2_2_2_MPS-2 | MPS-2 | 3 | soilTemp | Temperature | degC | 2013-09-11 | present | 2 | 2 | 2 | 20
659 | LEO-C_2_3_2_MPS-2 | MPS-2 | 3 | soilTemp | Temperature | degC | 2013-09-11 | present | 3 | 2 | 2 | 20
660 | LEO-C_2_4_2_MPS-2 | MPS-2 | 3 | soilTemp | Temperature | degC | 2013-09-11 | present | 4 | 2 | 2 | 20
661 | LEO-C_2_5_2_MPS-2 | MPS-2 | 3 | soilTemp | Temperature | degC | 2013-09-11 | present | 5 | 2 | 2 | 20
662 | LEO-C_4_-5_2_MPS-2 | MPS-2 | 3 | soilTemp | Temperature | degC | 2013-09-11 | present | -5 | 4 | 2 | 20
663 | LEO-C_4_-4_2_MPS-2 | MPS-2 | 3 | soilTemp | Temperature | degC | 2013-09-11 | present | -4 | 4 | 2 | 20
664 | LEO-C_4_-3_2_MPS-2 | MPS-2 | 3 | soilTemp | Temperature | degC | 2013-09-11 | present | -3 | 4 | 2 | 20
665 | LEO-C_4_-2_2_MPS-2 | MPS-2 | 3 | soilTemp | Temperature | degC | 2013-09-11 | present | -2 | 4 | 2 | 20
666 | LEO-C_4_-1_2_MPS-2 | MPS-2 | 3 | soilTemp | Temperature | degC | 2013-09-23 | present | -1 | 4 | 2 | 20
667 | LEO-C_4_0_2_MPS-2 | MPS-2 | 3 | soilTemp | Temperature | degC | 2013-09-11 | present | 0 | 4 | 2 | 20
668 | LEO-C_4_1_2_MPS-2 | MPS-2 | 3 | soilTemp | Temperature | degC | 2013-09-11 | present | 1 | 4 | 2 | 20
669 | LEO-C_4_2_2_MPS-2 | MPS-2 | 3 | soilTemp | Temperature | degC | 2013-09-11 | present | 2 | 4 | 2 | 20
670 | LEO-C_4_3_2_MPS-2 | MPS-2 | 3 | soilTemp | Temperature | degC | 2013-09-11 | present | 3 | 4 | 2 | 20
671 | LEO-C_4_4_2_MPS-2 | MPS-2 | 3 | soilTemp | Temperature | degC | 2013-09-11 | present | 4 | 4 | 2 | 20
672 | LEO-C_4_5_2_MPS-2 | MPS-2 | 3 | soilTemp | Temperature | degC | 2013-09-11 | present | 5 | 4 | 2 | 20
673 | LEO-C_6_-5_2_MPS-2 | MPS-2 | 3 | soilTemp | Temperature | degC | 2013-09-11 | 2023-04-08 | -5 | 6 | 2 | 20
674 | LEO-C_6_-4_2_MPS-2 | MPS-2 | 3 | soilTemp | Temperature | degC | 2013-09-11 | present | -4 | 6 | 2 | 20
675 | LEO-C_6_-3_2_MPS-2 | MPS-2 | 3 | soilTemp | Temperature | degC | 2013-09-11 | present | -3 | 6 | 2 | 20
676 | LEO-C_6_-2_2_MPS-2 | MPS-2 | 3 | soilTemp | Temperature | degC | 2013-09-11 | 2015-05-05 | -2 | 6 | 2 | 20
677 | LEO-C_6_-1_2_MPS-2 | MPS-2 | 3 | soilTemp | Temperature | degC | 2013-09-11 | 2020-01-16 | -1 | 6 | 2 | 20
678 | LEO-C_6_0_2_MPS-2 | MPS-2 | 3 | soilTemp | Temperature | degC | 2013-09-11 | present | 0 | 6 | 2 | 20
679 | LEO-C_6_1_2_MPS-2 | MPS-2 | 3 | soilTemp | Temperature | degC | 2013-09-11 | present | 1 | 6 | 2 | 20
680 | LEO-C_6_2_2_MPS-2 | MPS-2 | 3 | soilTemp | Temperature | degC | 2013-09-11 | present | 2 | 6 | 2 | 20
681 | LEO-C_6_3_2_MPS-2 | MPS-2 | 3 | soilTemp | Temperature | degC | 2013-09-11 | present | 3 | 6 | 2 | 20
682 | LEO-C_6_4_2_MPS-2 | MPS-2 | 3 | soilTemp | Temperature | degC | 2013-09-11 | present | 4 | 6 | 2 | 20
683 | LEO-C_6_5_2_MPS-2 | MPS-2 | 3 | soilTemp | Temperature | degC | 2013-09-11 | present | 5 | 6 | 2 | 20
684 | LEO-C_8_-5_2_MPS-2 | MPS-2 | 3 | soilTemp | Temperature | degC | 2013-09-11 | present | -5 | 8 | 2 | 20
685 | LEO-C_8_-4_2_MPS-2 | MPS-2 | 3 | soilTemp | Temperature | degC | 2013-09-11 | 2019-07-26 | -4 | 8 | 2 | 20
686 | LEO-C_8_-3_2_MPS-2 | MPS-2 | 3 | soilTemp | Temperature | degC | 2013-09-11 | present | -3 | 8 | 2 | 20
687 | LEO-C_8_-2_2_MPS-2 | MPS-2 | 3 | soilTemp | Temperature | degC | 2013-09-11 | present | -2 | 8 | 2 | 20
688 | LEO-C_8_-1_2_MPS-2 | MPS-2 | 3 | soilTemp | Temperature | degC | 2013-09-11 | 2025-03-31 | -1 | 8 | 2 | 20
689 | LEO-C_8_0_2_MPS-2 | MPS-2 | 3 | soilTemp | Temperature | degC | 2013-09-11 | present | 0 | 8 | 2 | 20
690 | LEO-C_8_1_2_MPS-2 | MPS-2 | 3 | soilTemp | Temperature | degC | 2013-09-11 | present | 1 | 8 | 2 | 20
691 | LEO-C_8_2_2_MPS-2 | MPS-2 | 3 | soilTemp | Temperature | degC | 2013-09-11 | present | 2 | 8 | 2 | 20
692 | LEO-C_8_3_2_MPS-2 | MPS-2 | 3 | soilTemp | Temperature | degC | 2013-09-11 | present | 3 | 8 | 2 | 20
693 | LEO-C_8_4_2_MPS-2 | MPS-2 | 3 | soilTemp | Temperature | degC | 2013-09-11 | 2021-01-10 | 4 | 8 | 2 | 20
694 | LEO-C_8_5_2_MPS-2 | MPS-2 | 3 | soilTemp | Temperature | degC | 2013-09-11 | present | 5 | 8 | 2 | 20
695 | LEO-C_10_-5_2_MPS-2 | MPS-2 | 3 | soilTemp | Temperature | degC | 2013-09-11 | present | -5 | 10 | 2 | 20
696 | LEO-C_10_-4_2_MPS-2 | MPS-2 | 3 | soilTemp | Temperature | degC | 2013-09-11 | present | -4 | 10 | 2 | 20
697 | LEO-C_10_-3_2_MPS-2 | MPS-2 | 3 | soilTemp | Temperature | degC | 2013-09-11 | present | -3 | 10 | 2 | 20
698 | LEO-C_10_-2_2_MPS-2 | MPS-2 | 3 | soilTemp | Temperature | degC | 2013-09-11 | present | -2 | 10 | 2 | 20
699 | LEO-C_10_-1_2_MPS-2 | MPS-2 | 3 | soilTemp | Temperature | degC | 2013-09-11 | present | -1 | 10 | 2 | 20
700 | LEO-C_10_0_2_MPS-2 | MPS-2 | 3 | soilTemp | Temperature | degC | 2013-09-11 | present | 0 | 10 | 2 | 20
701 | LEO-C_10_1_2_MPS-2 | MPS-2 | 3 | soilTemp | Temperature | degC | 2013-09-11 | 2021-07-09 | 1 | 10 | 2 | 20
702 | LEO-C_10_2_2_MPS-2 | MPS-2 | 3 | soilTemp | Temperature | degC | 2013-09-11 | present | 2 | 10 | 2 | 20
703 | LEO-C_10_3_2_MPS-2 | MPS-2 | 3 | soilTemp | Temperature | degC | 2013-09-11 | present | 3 | 10 | 2 | 20
704 | LEO-C_10_4_2_MPS-2 | MPS-2 | 3 | soilTemp | Temperature | degC | 2013-09-11 | present | 4 | 10 | 2 | 20
705 | LEO-C_10_5_2_MPS-2 | MPS-2 | 3 | soilTemp | Temperature | degC | 2013-09-11 | 2018-10-17 | 5 | 10 | 2 | 20
706 | LEO-C_12_-5_2_MPS-2 | MPS-2 | 3 | soilTemp | Temperature | degC | 2013-09-11 | present | -5 | 12 | 2 | 20
707 | LEO-C_12_-4_2_MPS-2 | MPS-2 | 3 | soilTemp | Temperature | degC | 2013-09-11 | present | -4 | 12 | 2 | 20
708 | LEO-C_12_-3_2_MPS-2 | MPS-2 | 3 | soilTemp | Temperature | degC | 2013-09-11 | 2018-08-15 | -3 | 12 | 2 | 20
709 | LEO-C_12_-2_2_MPS-2 | MPS-2 | 3 | soilTemp | Temperature | degC | 2013-09-11 | present | -2 | 12 | 2 | 20
710 | LEO-C_12_-1_2_MPS-2 | MPS-2 | 3 | soilTemp | Temperature | degC | 2013-09-11 | present | -1 | 12 | 2 | 20
711 | LEO-C_12_0_2_MPS-2 | MPS-2 | 3 | soilTemp | Temperature | degC | 2013-09-11 | present | 0 | 12 | 2 | 20
712 | LEO-C_12_1_2_MPS-2 | MPS-2 | 3 | soilTemp | Temperature | degC | 2013-09-11 | present | 1 | 12 | 2 | 20
713 | LEO-C_12_2_2_MPS-2 | MPS-2 | 3 | soilTemp | Temperature | degC | 2013-09-11 | present | 2 | 12 | 2 | 20
714 | LEO-C_12_3_2_MPS-2 | MPS-2 | 3 | soilTemp | Temperature | degC | 2013-09-11 | present | 3 | 12 | 2 | 20
715 | LEO-C_12_4_2_MPS-2 | MPS-2 | 3 | soilTemp | Temperature | degC | 2013-09-11 | 2024-05-28 | 4 | 12 | 2 | 20
716 | LEO-C_12_5_2_MPS-2 | MPS-2 | 3 | soilTemp | Temperature | degC | 2013-09-11 | 2024-03-01 | 5 | 12 | 2 | 20
717 | LEO-C_14_-5_2_MPS-2 | MPS-2 | 3 | soilTemp | Temperature | degC | 2013-09-11 | present | -5 | 14 | 2 | 20
718 | LEO-C_14_-4_2_MPS-2 | MPS-2 | 3 | soilTemp | Temperature | degC | 2013-09-11 | present | -4 | 14 | 2 | 20
719 | LEO-C_14_-3_2_MPS-2 | MPS-2 | 3 | soilTemp | Temperature | degC | 2013-09-11 | present | -3 | 14 | 2 | 20
720 | LEO-C_14_-2_2_MPS-2 | MPS-2 | 3 | soilTemp | Temperature | degC | 2013-09-11 | 2017-11-15 | -2 | 14 | 2 | 20
721 | LEO-C_14_-1_2_MPS-2 | MPS-2 | 3 | soilTemp | Temperature | degC | 2013-09-11 | present | -1 | 14 | 2 | 20
722 | LEO-C_14_0_2_MPS-2 | MPS-2 | 3 | soilTemp | Temperature | degC | 2013-09-11 | 2018-08-15 | 0 | 14 | 2 | 20
723 | LEO-C_14_1_2_MPS-2 | MPS-2 | 3 | soilTemp | Temperature | degC | 2013-09-11 | present | 1 | 14 | 2 | 20
724 | LEO-C_14_2_2_MPS-2 | MPS-2 | 3 | soilTemp | Temperature | degC | 2013-09-11 | present | 2 | 14 | 2 | 20
725 | LEO-C_14_3_2_MPS-2 | MPS-2 | 3 | soilTemp | Temperature | degC | 2013-09-11 | 2021-07-20 | 3 | 14 | 2 | 20
726 | LEO-C_14_4_2_MPS-2 | MPS-2 | 3 | soilTemp | Temperature | degC | 2013-09-11 | present | 4 | 14 | 2 | 20
727 | LEO-C_14_5_2_MPS-2 | MPS-2 | 3 | soilTemp | Temperature | degC | 2013-09-11 | 2017-02-04 | 5 | 14 | 2 | 20
728 | LEO-C_16_-5_2_MPS-2 | MPS-2 | 3 | soilTemp | Temperature | degC | 2013-09-11 | present | -5 | 16 | 2 | 20
729 | LEO-C_16_-4_2_MPS-2 | MPS-2 | 3 | soilTemp | Temperature | degC | 2013-09-11 | 2017-11-28 | -4 | 16 | 2 | 20
730 | LEO-C_16_-3_2_MPS-2 | MPS-2 | 3 | soilTemp | Temperature | degC | 2013-09-11 | present | -3 | 16 | 2 | 20
731 | LEO-C_16_-2_2_MPS-2 | MPS-2 | 3 | soilTemp | Temperature | degC | 2013-09-11 | present | -2 | 16 | 2 | 20
732 | LEO-C_16_-1_2_MPS-2 | MPS-2 | 3 | soilTemp | Temperature | degC | 2013-09-11 | 2022-04-26 | -1 | 16 | 2 | 20
733 | LEO-C_16_0_2_MPS-2 | MPS-2 | 3 | soilTemp | Temperature | degC | 2013-09-11 | present | 0 | 16 | 2 | 20
734 | LEO-C_16_1_2_MPS-2 | MPS-2 | 3 | soilTemp | Temperature | degC | 2013-09-11 | present | 1 | 16 | 2 | 20
735 | LEO-C_16_2_2_MPS-2 | MPS-2 | 3 | soilTemp | Temperature | degC | 2013-09-11 | present | 2 | 16 | 2 | 20
736 | LEO-C_16_3_2_MPS-2 | MPS-2 | 3 | soilTemp | Temperature | degC | 2013-09-11 | 2018-03-28 | 3 | 16 | 2 | 20
737 | LEO-C_16_4_2_MPS-2 | MPS-2 | 3 | soilTemp | Temperature | degC | 2013-09-11 | present | 4 | 16 | 2 | 20
738 | LEO-C_16_5_2_MPS-2 | MPS-2 | 3 | soilTemp | Temperature | degC | 2013-09-11 | present | 5 | 16 | 2 | 20
739 | LEO-C_18_-5_2_MPS-2 | MPS-2 | 3 | soilTemp | Temperature | degC | 2013-09-11 | present | -5 | 18 | 2 | 20
740 | LEO-C_18_-4_2_MPS-2 | MPS-2 | 3 | soilTemp | Temperature | degC | 2013-09-11 | present | -4 | 18 | 2 | 20
741 | LEO-C_18_-3_2_MPS-2 | MPS-2 | 3 | soilTemp | Temperature | degC | 2013-09-11 | 2019-04-19 | -3 | 18 | 2 | 20
742 | LEO-C_18_-2_2_MPS-2 | MPS-2 | 3 | soilTemp | Temperature | degC | 2013-09-11 | present | -2 | 18 | 2 | 20
743 | LEO-C_18_-1_2_MPS-2 | MPS-2 | 3 | soilTemp | Temperature | degC | 2013-09-11 | present | -1 | 18 | 2 | 20
744 | LEO-C_18_0_2_MPS-2 | MPS-2 | 3 | soilTemp | Temperature | degC | 2013-09-11 | present | 0 | 18 | 2 | 20
745 | LEO-C_18_1_2_MPS-2 | MPS-2 | 3 | soilTemp | Temperature | degC | 2013-09-11 | present | 1 | 18 | 2 | 20
746 | LEO-C_18_2_2_MPS-2 | MPS-2 | 3 | soilTemp | Temperature | degC | 2013-09-11 | 2025-02-19 | 2 | 18 | 2 | 20
747 | LEO-C_18_3_2_MPS-2 | MPS-2 | 3 | soilTemp | Temperature | degC | 2013-09-11 | 2023-02-24 | 3 | 18 | 2 | 20
748 | LEO-C_18_4_2_MPS-2 | MPS-2 | 3 | soilTemp | Temperature | degC | 2013-09-11 | 2025-12-27 | 4 | 18 | 2 | 20
749 | LEO-C_18_5_2_MPS-2 | MPS-2 | 3 | soilTemp | Temperature | degC | 2013-09-11 | 2019-04-19 | 5 | 18 | 2 | 20
750 | LEO-C_20_-5_2_MPS-2 | MPS-2 | 3 | soilTemp | Temperature | degC | 2013-09-11 | 2015-08-05 | -5 | 20 | 2 | 20
751 | LEO-C_20_-4_2_MPS-2 | MPS-2 | 3 | soilTemp | Temperature | degC | 2013-09-11 | present | -4 | 20 | 2 | 20
752 | LEO-C_20_-3_2_MPS-2 | MPS-2 | 3 | soilTemp | Temperature | degC | 2013-09-11 | present | -3 | 20 | 2 | 20
753 | LEO-C_20_-2_2_MPS-2 | MPS-2 | 3 | soilTemp | Temperature | degC | 2013-09-11 | present | -2 | 20 | 2 | 20
754 | LEO-C_20_-1_2_MPS-2 | MPS-2 | 3 | soilTemp | Temperature | degC | 2013-09-11 | present | -1 | 20 | 2 | 20
755 | LEO-C_20_0_2_MPS-2 | MPS-2 | 3 | soilTemp | Temperature | degC | 2013-09-11 | present | 0 | 20 | 2 | 20
756 | LEO-C_20_1_2_MPS-2 | MPS-2 | 3 | soilTemp | Temperature | degC | 2013-09-11 | present | 1 | 20 | 2 | 20
757 | LEO-C_20_2_2_MPS-2 | MPS-2 | 3 | soilTemp | Temperature | degC | 2013-09-11 | 2023-12-13 | 2 | 20 | 2 | 20
758 | LEO-C_20_3_2_MPS-2 | MPS-2 | 3 | soilTemp | Temperature | degC | 2013-09-11 | present | 3 | 20 | 2 | 20
759 | LEO-C_20_4_2_MPS-2 | MPS-2 | 3 | soilTemp | Temperature | degC | 2013-09-11 | 2025-03-24 | 4 | 20 | 2 | 20
760 | LEO-C_20_5_2_MPS-2 | MPS-2 | 3 | soilTemp | Temperature | degC | 2013-09-11 | 2024-04-06 | 5 | 20 | 2 | 20
761 | LEO-C_22_-5_2_MPS-2 | MPS-2 | 3 | soilTemp | Temperature | degC | 2013-09-11 | present | -5 | 22 | 2 | 20
762 | LEO-C_22_-4_2_MPS-2 | MPS-2 | 3 | soilTemp | Temperature | degC | 2013-09-11 | present | -4 | 22 | 2 | 20
763 | LEO-C_22_-3_2_MPS-2 | MPS-2 | 3 | soilTemp | Temperature | degC | 2013-09-11 | 2021-09-15 | -3 | 22 | 2 | 20
764 | LEO-C_22_-2_2_MPS-2 | MPS-2 | 3 | soilTemp | Temperature | degC | 2013-09-11 | present | -2 | 22 | 2 | 20
765 | LEO-C_22_-1_2_MPS-2 | MPS-2 | 3 | soilTemp | Temperature | degC | 2013-09-11 | 2024-05-07 | -1 | 22 | 2 | 20
766 | LEO-C_22_0_2_MPS-2 | MPS-2 | 3 | soilTemp | Temperature | degC | 2013-09-11 | present | 0 | 22 | 2 | 20
767 | LEO-C_22_1_2_MPS-2 | MPS-2 | 3 | soilTemp | Temperature | degC | 2013-09-11 | 2023-06-10 | 1 | 22 | 2 | 20
768 | LEO-C_22_2_2_MPS-2 | MPS-2 | 3 | soilTemp | Temperature | degC | 2013-09-11 | present | 2 | 22 | 2 | 20
769 | LEO-C_22_3_2_MPS-2 | MPS-2 | 3 | soilTemp | Temperature | degC | 2013-09-11 | present | 3 | 22 | 2 | 20
770 | LEO-C_22_4_2_MPS-2 | MPS-2 | 3 | soilTemp | Temperature | degC | 2013-09-11 | 2025-08-02 | 4 | 22 | 2 | 20
771 | LEO-C_22_5_2_MPS-2 | MPS-2 | 3 | soilTemp | Temperature | degC | 2013-09-11 | present | 5 | 22 | 2 | 20
772 | LEO-C_24_-5_2_MPS-2 | MPS-2 | 3 | soilTemp | Temperature | degC | 2013-09-11 | 2018-03-06 | -5 | 24 | 2 | 20
773 | LEO-C_24_-4_2_MPS-2 | MPS-2 | 3 | soilTemp | Temperature | degC | 2013-09-11 | present | -4 | 24 | 2 | 20
774 | LEO-C_24_-3_2_MPS-2 | MPS-2 | 3 | soilTemp | Temperature | degC | 2013-09-11 | present | -3 | 24 | 2 | 20
775 | LEO-C_24_-2_2_MPS-2 | MPS-2 | 3 | soilTemp | Temperature | degC | 2013-09-11 | 2025-02-19 | -2 | 24 | 2 | 20
776 | LEO-C_24_-1_2_MPS-2 | MPS-2 | 3 | soilTemp | Temperature | degC | 2013-09-11 | 2014-06-20 | -1 | 24 | 2 | 20
777 | LEO-C_24_0_2_MPS-2 | MPS-2 | 3 | soilTemp | Temperature | degC | 2013-09-11 | present | 0 | 24 | 2 | 20
778 | LEO-C_24_1_2_MPS-2 | MPS-2 | 3 | soilTemp | Temperature | degC | 2013-09-11 | 2025-06-06 | 1 | 24 | 2 | 20
779 | LEO-C_24_2_2_MPS-2 | MPS-2 | 3 | soilTemp | Temperature | degC | 2013-09-11 | 2023-04-09 | 2 | 24 | 2 | 20
780 | LEO-C_24_3_2_MPS-2 | MPS-2 | 3 | soilTemp | Temperature | degC | 2013-09-11 | 2025-03-24 | 3 | 24 | 2 | 20
781 | LEO-C_24_4_2_MPS-2 | MPS-2 | 3 | soilTemp | Temperature | degC | 2013-09-11 | 2025-06-27 | 4 | 24 | 2 | 20
782 | LEO-C_24_5_2_MPS-2 | MPS-2 | 3 | soilTemp | Temperature | degC | 2013-09-11 | 2018-04-10 | 5 | 24 | 2 | 20
783 | LEO-C_26_-5_2_MPS-2 | MPS-2 | 3 | soilTemp | Temperature | degC | 2013-09-11 | present | -5 | 26 | 2 | 20
784 | LEO-C_26_-4_2_MPS-2 | MPS-2 | 3 | soilTemp | Temperature | degC | 2013-09-11 | present | -4 | 26 | 2 | 20
785 | LEO-C_26_-3_2_MPS-2 | MPS-2 | 3 | soilTemp | Temperature | degC | 2013-09-11 | present | -3 | 26 | 2 | 20
786 | LEO-C_26_-2_2_MPS-2 | MPS-2 | 3 | soilTemp | Temperature | degC | 2013-09-11 | 2022-09-08 | -2 | 26 | 2 | 20
787 | LEO-C_26_-1_2_MPS-2 | MPS-2 | 3 | soilTemp | Temperature | degC | 2013-09-11 | 2019-09-06 | -1 | 26 | 2 | 20
788 | LEO-C_26_0_2_MPS-2 | MPS-2 | 3 | soilTemp | Temperature | degC | 2013-09-11 | 2023-04-11 | 0 | 26 | 2 | 20
789 | LEO-C_26_1_2_MPS-2 | MPS-2 | 3 | soilTemp | Temperature | degC | 2013-09-11 | 2025-03-25 | 1 | 26 | 2 | 20
790 | LEO-C_26_2_2_MPS-2 | MPS-2 | 3 | soilTemp | Temperature | degC | 2013-09-11 | present | 2 | 26 | 2 | 20
791 | LEO-C_26_3_2_MPS-2 | MPS-2 | 3 | soilTemp | Temperature | degC | 2013-09-11 | present | 3 | 26 | 2 | 20
792 | LEO-C_26_4_2_MPS-2 | MPS-2 | 3 | soilTemp | Temperature | degC | 2013-09-11 | present | 4 | 26 | 2 | 20
793 | LEO-C_26_5_2_MPS-2 | MPS-2 | 3 | soilTemp | Temperature | degC | 2013-09-11 | present | 5 | 26 | 2 | 20
794 | LEO-C_28_-5_2_MPS-2 | MPS-2 | 3 | soilTemp | Temperature | degC | 2013-09-11 | present | -5 | 28 | 2 | 20
795 | LEO-C_28_-4_2_MPS-2 | MPS-2 | 3 | soilTemp | Temperature | degC | 2013-09-11 | present | -4 | 28 | 2 | 20
796 | LEO-C_28_-3_2_MPS-2 | MPS-2 | 3 | soilTemp | Temperature | degC | 2013-09-11 | present | -3 | 28 | 2 | 20
797 | LEO-C_28_-2_2_MPS-2 | MPS-2 | 3 | soilTemp | Temperature | degC | 2013-09-11 | 2018-04-10 | -2 | 28 | 2 | 20
798 | LEO-C_28_-1_2_MPS-2 | MPS-2 | 3 | soilTemp | Temperature | degC | 2013-09-11 | present | -1 | 28 | 2 | 20
799 | LEO-C_28_0_2_MPS-2 | MPS-2 | 3 | soilTemp | Temperature | degC | 2013-09-11 | 2025-02-19 | 0 | 28 | 2 | 20
800 | LEO-C_28_1_2_MPS-2 | MPS-2 | 3 | soilTemp | Temperature | degC | 2013-09-11 | present | 1 | 28 | 2 | 20
801 | LEO-C_28_2_2_MPS-2 | MPS-2 | 3 | soilTemp | Temperature | degC | 2013-09-11 | present | 2 | 28 | 2 | 20
802 | LEO-C_28_3_2_MPS-2 | MPS-2 | 3 | soilTemp | Temperature | degC | 2013-09-11 | 2020-08-02 | 3 | 28 | 2 | 20
803 | LEO-C_28_4_2_MPS-2 | MPS-2 | 3 | soilTemp | Temperature | degC | 2013-09-11 | 2021-08-06 | 4 | 28 | 2 | 20
804 | LEO-C_28_5_2_MPS-2 | MPS-2 | 3 | soilTemp | Temperature | degC | 2013-09-11 | 2017-11-07 | 5 | 28 | 2 | 20
805 | LEO-C_2_-5_3_MPS-2 | MPS-2 | 3 | soilTemp | Temperature | degC | 2013-09-11 | present | -5 | 2 | 3 | 35
806 | LEO-C_2_-3_3_MPS-2 | MPS-2 | 3 | soilTemp | Temperature | degC | 2013-09-11 | 2018-08-15 | -3 | 2 | 3 | 35
807 | LEO-C_2_-1_3_MPS-2 | MPS-2 | 3 | soilTemp | Temperature | degC | 2013-09-11 | present | -1 | 2 | 3 | 35
808 | LEO-C_2_1_3_MPS-2 | MPS-2 | 3 | soilTemp | Temperature | degC | 2013-09-11 | present | 1 | 2 | 3 | 35
809 | LEO-C_2_3_3_MPS-2 | MPS-2 | 3 | soilTemp | Temperature | degC | 2013-09-11 | 2024-06-15 | 3 | 2 | 3 | 35
810 | LEO-C_2_5_3_MPS-2 | MPS-2 | 3 | soilTemp | Temperature | degC | 2013-09-11 | present | 5 | 2 | 3 | 35
811 | LEO-C_4_-4_3_MPS-2 | MPS-2 | 3 | soilTemp | Temperature | degC | 2013-09-11 | 2021-05-12 | -4 | 4 | 3 | 35
812 | LEO-C_4_-2_3_MPS-2 | MPS-2 | 3 | soilTemp | Temperature | degC | 2013-09-11 | present | -2 | 4 | 3 | 35
813 | LEO-C_4_2_3_MPS-2 | MPS-2 | 3 | soilTemp | Temperature | degC | 2013-09-11 | present | 2 | 4 | 3 | 35
814 | LEO-C_4_4_3_MPS-2 | MPS-2 | 3 | soilTemp | Temperature | degC | 2013-09-11 | 2024-09-22 | 4 | 4 | 3 | 35
815 | LEO-C_6_-5_3_MPS-2 | MPS-2 | 3 | soilTemp | Temperature | degC | 2013-09-11 | present | -5 | 6 | 3 | 35
816 | LEO-C_6_-3_3_MPS-2 | MPS-2 | 3 | soilTemp | Temperature | degC | 2013-09-11 | present | -3 | 6 | 3 | 35
817 | LEO-C_6_-1_3_MPS-2 | MPS-2 | 3 | soilTemp | Temperature | degC | 2013-09-11 | present | -1 | 6 | 3 | 35
818 | LEO-C_6_1_3_MPS-2 | MPS-2 | 3 | soilTemp | Temperature | degC | 2013-09-11 | present | 1 | 6 | 3 | 35
819 | LEO-C_6_3_3_MPS-2 | MPS-2 | 3 | soilTemp | Temperature | degC | 2013-09-11 | present | 3 | 6 | 3 | 35
820 | LEO-C_6_5_3_MPS-2 | MPS-2 | 3 | soilTemp | Temperature | degC | 2013-09-11 | 2025-03-19 | 5 | 6 | 3 | 35
821 | LEO-C_8_-4_3_MPS-2 | MPS-2 | 3 | soilTemp | Temperature | degC | 2013-09-11 | 2021-06-13 | -4 | 8 | 3 | 35
822 | LEO-C_8_-2_3_MPS-2 | MPS-2 | 3 | soilTemp | Temperature | degC | 2013-09-11 | present | -2 | 8 | 3 | 35
823 | LEO-C_8_0_3_MPS-2 | MPS-2 | 3 | soilTemp | Temperature | degC | 2013-09-11 | present | 0 | 8 | 3 | 35
824 | LEO-C_8_2_3_MPS-2 | MPS-2 | 3 | soilTemp | Temperature | degC | 2013-09-11 | 2025-07-10 | 2 | 8 | 3 | 35
825 | LEO-C_8_4_3_MPS-2 | MPS-2 | 3 | soilTemp | Temperature | degC | 2013-09-11 | present | 4 | 8 | 3 | 35
826 | LEO-C_10_-5_3_MPS-2 | MPS-2 | 3 | soilTemp | Temperature | degC | 2013-09-11 | present | -5 | 10 | 3 | 35
827 | LEO-C_10_-3_3_MPS-2 | MPS-2 | 3 | soilTemp | Temperature | degC | 2013-09-11 | present | -3 | 10 | 3 | 35
828 | LEO-C_10_-1_3_MPS-2 | MPS-2 | 3 | soilTemp | Temperature | degC | 2013-09-11 | present | -1 | 10 | 3 | 35
829 | LEO-C_10_1_3_MPS-2 | MPS-2 | 3 | soilTemp | Temperature | degC | 2013-09-11 | present | 1 | 10 | 3 | 35
830 | LEO-C_10_3_3_MPS-2 | MPS-2 | 3 | soilTemp | Temperature | degC | 2013-09-11 | present | 3 | 10 | 3 | 35
831 | LEO-C_10_5_3_MPS-2 | MPS-2 | 3 | soilTemp | Temperature | degC | 2013-09-11 | present | 5 | 10 | 3 | 35
832 | LEO-C_12_-2_3_MPS-2 | MPS-2 | 3 | soilTemp | Temperature | degC | 2013-09-11 | 2025-03-31 | -2 | 12 | 3 | 35
833 | LEO-C_12_0_3_MPS-2 | MPS-2 | 3 | soilTemp | Temperature | degC | 2013-09-11 | present | 0 | 12 | 3 | 35
834 | LEO-C_12_2_3_MPS-2 | MPS-2 | 3 | soilTemp | Temperature | degC | 2013-09-11 | present | 2 | 12 | 3 | 35
835 | LEO-C_12_4_3_MPS-2 | MPS-2 | 3 | soilTemp | Temperature | degC | 2013-09-11 | 2025-03-27 | 4 | 12 | 3 | 35
836 | LEO-C_14_-5_3_MPS-2 | MPS-2 | 3 | soilTemp | Temperature | degC | 2013-09-11 | present | -5 | 14 | 3 | 35
837 | LEO-C_14_-3_3_MPS-2 | MPS-2 | 3 | soilTemp | Temperature | degC | 2013-09-11 | 2017-11-07 | -3 | 14 | 3 | 35
838 | LEO-C_14_-1_3_MPS-2 | MPS-2 | 3 | soilTemp | Temperature | degC | 2013-09-11 | present | -1 | 14 | 3 | 35
839 | LEO-C_14_1_3_MPS-2 | MPS-2 | 3 | soilTemp | Temperature | degC | 2013-09-11 | 2021-08-26 | 1 | 14 | 3 | 35
840 | LEO-C_14_3_3_MPS-2 | MPS-2 | 3 | soilTemp | Temperature | degC | 2013-09-11 | present | 3 | 14 | 3 | 35
841 | LEO-C_14_5_3_MPS-2 | MPS-2 | 3 | soilTemp | Temperature | degC | 2013-09-11 | 2025-05-22 | 5 | 14 | 3 | 35
842 | LEO-C_16_-4_3_MPS-2 | MPS-2 | 3 | soilTemp | Temperature | degC | 2013-09-11 | present | -4 | 16 | 3 | 35
843 | LEO-C_16_-2_3_MPS-2 | MPS-2 | 3 | soilTemp | Temperature | degC | 2013-09-11 | present | -2 | 16 | 3 | 35
844 | LEO-C_16_0_3_MPS-2 | MPS-2 | 3 | soilTemp | Temperature | degC | 2013-09-11 | present | 0 | 16 | 3 | 35
845 | LEO-C_16_2_3_MPS-2 | MPS-2 | 3 | soilTemp | Temperature | degC | 2013-09-11 | present | 2 | 16 | 3 | 35
846 | LEO-C_16_4_3_MPS-2 | MPS-2 | 3 | soilTemp | Temperature | degC | 2013-09-11 | present | 4 | 16 | 3 | 35
847 | LEO-C_18_-5_3_MPS-2 | MPS-2 | 3 | soilTemp | Temperature | degC | 2013-09-11 | present | -5 | 18 | 3 | 35
848 | LEO-C_18_-3_3_MPS-2 | MPS-2 | 3 | soilTemp | Temperature | degC | 2013-09-11 | present | -3 | 18 | 3 | 35
849 | LEO-C_18_-1_3_MPS-2 | MPS-2 | 3 | soilTemp | Temperature | degC | 2013-09-11 | present | -1 | 18 | 3 | 35
850 | LEO-C_18_1_3_MPS-2 | MPS-2 | 3 | soilTemp | Temperature | degC | 2013-09-11 | present | 1 | 18 | 3 | 35
851 | LEO-C_18_3_3_MPS-2 | MPS-2 | 3 | soilTemp | Temperature | degC | 2013-09-11 | 2021-10-23 | 3 | 18 | 3 | 35
852 | LEO-C_18_5_3_MPS-2 | MPS-2 | 3 | soilTemp | Temperature | degC | 2013-09-11 | 2020-07-29 | 5 | 18 | 3 | 35
853 | LEO-C_20_-4_3_MPS-2 | MPS-2 | 3 | soilTemp | Temperature | degC | 2013-09-11 | 2025-04-03 | -4 | 20 | 3 | 35
854 | LEO-C_20_-2_3_MPS-2 | MPS-2 | 3 | soilTemp | Temperature | degC | 2013-09-11 | present | -2 | 20 | 3 | 35
855 | LEO-C_20_0_3_MPS-2 | MPS-2 | 3 | soilTemp | Temperature | degC | 2013-09-11 | 2025-02-19 | 0 | 20 | 3 | 35
856 | LEO-C_20_2_3_MPS-2 | MPS-2 | 3 | soilTemp | Temperature | degC | 2013-09-11 | present | 2 | 20 | 3 | 35
857 | LEO-C_20_4_3_MPS-2 | MPS-2 | 3 | soilTemp | Temperature | degC | 2013-09-11 | 2025-03-24 | 4 | 20 | 3 | 35
858 | LEO-C_22_-5_3_MPS-2 | MPS-2 | 3 | soilTemp | Temperature | degC | 2013-09-11 | present | -5 | 22 | 3 | 35
859 | LEO-C_22_-3_3_MPS-2 | MPS-2 | 3 | soilTemp | Temperature | degC | 2013-09-11 | present | -3 | 22 | 3 | 35
860 | LEO-C_22_-1_3_MPS-2 | MPS-2 | 3 | soilTemp | Temperature | degC | 2013-09-11 | present | -1 | 22 | 3 | 35
861 | LEO-C_22_1_3_MPS-2 | MPS-2 | 3 | soilTemp | Temperature | degC | 2013-09-11 | present | 1 | 22 | 3 | 35
862 | LEO-C_22_3_3_MPS-2 | MPS-2 | 3 | soilTemp | Temperature | degC | 2013-09-11 | present | 3 | 22 | 3 | 35
863 | LEO-C_22_5_3_MPS-2 | MPS-2 | 3 | soilTemp | Temperature | degC | 2013-09-11 | present | 5 | 22 | 3 | 35
864 | LEO-C_24_-4_3_MPS-2 | MPS-2 | 3 | soilTemp | Temperature | degC | 2013-09-11 | present | -4 | 24 | 3 | 35
865 | LEO-C_24_-2_3_MPS-2 | MPS-2 | 3 | soilTemp | Temperature | degC | 2013-09-11 | present | -2 | 24 | 3 | 35
866 | LEO-C_24_0_3_MPS-2 | MPS-2 | 3 | soilTemp | Temperature | degC | 2013-09-11 | 2025-02-19 | 0 | 24 | 3 | 35
867 | LEO-C_24_2_3_MPS-2 | MPS-2 | 3 | soilTemp | Temperature | degC | 2013-09-11 | 2018-04-13 | 2 | 24 | 3 | 35
868 | LEO-C_24_4_3_MPS-2 | MPS-2 | 3 | soilTemp | Temperature | degC | 2013-09-11 | present | 4 | 24 | 3 | 35
869 | LEO-C_26_-5_3_MPS-2 | MPS-2 | 3 | soilTemp | Temperature | degC | 2013-09-11 | present | -5 | 26 | 3 | 35
870 | LEO-C_26_-3_3_MPS-2 | MPS-2 | 3 | soilTemp | Temperature | degC | 2013-09-11 | present | -3 | 26 | 3 | 35
871 | LEO-C_26_-1_3_MPS-2 | MPS-2 | 3 | soilTemp | Temperature | degC | 2013-09-11 | present | -1 | 26 | 3 | 35
872 | LEO-C_26_1_3_MPS-2 | MPS-2 | 3 | soilTemp | Temperature | degC | 2013-09-11 | 2025-03-26 | 1 | 26 | 3 | 35
873 | LEO-C_26_3_3_MPS-2 | MPS-2 | 3 | soilTemp | Temperature | degC | 2013-09-11 | 2018-02-28 | 3 | 26 | 3 | 35
874 | LEO-C_26_5_3_MPS-2 | MPS-2 | 3 | soilTemp | Temperature | degC | 2013-09-11 | present | 5 | 26 | 3 | 35
875 | LEO-C_28_-4_3_MPS-2 | MPS-2 | 3 | soilTemp | Temperature | degC | 2013-09-11 | present | -4 | 28 | 3 | 35
876 | LEO-C_28_-2_3_MPS-2 | MPS-2 | 3 | soilTemp | Temperature | degC | 2013-09-11 | present | -2 | 28 | 3 | 35
877 | LEO-C_28_0_3_MPS-2 | MPS-2 | 3 | soilTemp | Temperature | degC | 2013-09-11 | present | 0 | 28 | 3 | 35
878 | LEO-C_28_2_3_MPS-2 | MPS-2 | 3 | soilTemp | Temperature | degC | 2013-09-11 | present | 2 | 28 | 3 | 35
879 | LEO-C_28_4_3_MPS-2 | MPS-2 | 3 | soilTemp | Temperature | degC | 2013-09-11 | present | 4 | 28 | 3 | 35
880 | LEO-C_2_-4_4_MPS-2 | MPS-2 | 3 | soilTemp | Temperature | degC | 2013-09-23 | 2024-07-02 | -4 | 2 | 4 | 50
881 | LEO-C_2_-2_4_MPS-2 | MPS-2 | 3 | soilTemp | Temperature | degC | 2013-09-11 | present | -2 | 2 | 4 | 50
882 | LEO-C_2_0_4_MPS-2 | MPS-2 | 3 | soilTemp | Temperature | degC | 2013-09-11 | present | 0 | 2 | 4 | 50
883 | LEO-C_2_2_4_MPS-2 | MPS-2 | 3 | soilTemp | Temperature | degC | 2013-09-11 | present | 2 | 2 | 4 | 50
884 | LEO-C_2_4_4_MPS-2 | MPS-2 | 3 | soilTemp | Temperature | degC | 2013-09-11 | present | 4 | 2 | 4 | 50
885 | LEO-C_4_-5_4_MPS-2 | MPS-2 | 3 | soilTemp | Temperature | degC | 2013-09-11 | 2025-04-01 | -5 | 4 | 4 | 50
886 | LEO-C_4_-3_4_MPS-2 | MPS-2 | 3 | soilTemp | Temperature | degC | 2013-09-11 | present | -3 | 4 | 4 | 50
887 | LEO-C_4_-1_4_MPS-2 | MPS-2 | 3 | soilTemp | Temperature | degC | 2013-09-11 | present | -1 | 4 | 4 | 50
888 | LEO-C_4_0_4_MPS-2 | MPS-2 | 3 | soilTemp | Temperature | degC | 2013-09-11 | present | 0 | 4 | 4 | 50
889 | LEO-C_4_1_4_MPS-2 | MPS-2 | 3 | soilTemp | Temperature | degC | 2013-09-11 | present | 1 | 4 | 4 | 50
890 | LEO-C_4_3_4_MPS-2 | MPS-2 | 3 | soilTemp | Temperature | degC | 2013-09-11 | present | 3 | 4 | 4 | 50
891 | LEO-C_4_5_4_MPS-2 | MPS-2 | 3 | soilTemp | Temperature | degC | 2013-09-11 | present | 5 | 4 | 4 | 50
892 | LEO-C_6_-4_4_MPS-2 | MPS-2 | 3 | soilTemp | Temperature | degC | 2013-09-11 | 2025-03-31 | -4 | 6 | 4 | 50
893 | LEO-C_6_-2_4_MPS-2 | MPS-2 | 3 | soilTemp | Temperature | degC | 2013-09-11 | present | -2 | 6 | 4 | 50
894 | LEO-C_6_0_4_MPS-2 | MPS-2 | 3 | soilTemp | Temperature | degC | 2013-09-11 | present | 0 | 6 | 4 | 50
895 | LEO-C_6_2_4_MPS-2 | MPS-2 | 3 | soilTemp | Temperature | degC | 2013-09-11 | present | 2 | 6 | 4 | 50
896 | LEO-C_6_4_4_MPS-2 | MPS-2 | 3 | soilTemp | Temperature | degC | 2013-09-11 | present | 4 | 6 | 4 | 50
897 | LEO-C_8_-5_4_MPS-2 | MPS-2 | 3 | soilTemp | Temperature | degC | 2013-09-11 | present | -5 | 8 | 4 | 50
898 | LEO-C_8_-3_4_MPS-2 | MPS-2 | 3 | soilTemp | Temperature | degC | 2013-09-11 | present | -3 | 8 | 4 | 50
899 | LEO-C_8_-1_4_MPS-2 | MPS-2 | 3 | soilTemp | Temperature | degC | 2013-09-11 | 2017-11-08 | -1 | 8 | 4 | 50
900 | LEO-C_8_1_4_MPS-2 | MPS-2 | 3 | soilTemp | Temperature | degC | 2013-09-11 | present | 1 | 8 | 4 | 50
901 | LEO-C_8_3_4_MPS-2 | MPS-2 | 3 | soilTemp | Temperature | degC | 2013-09-11 | present | 3 | 8 | 4 | 50
902 | LEO-C_8_5_4_MPS-2 | MPS-2 | 3 | soilTemp | Temperature | degC | 2013-09-11 | present | 5 | 8 | 4 | 50
903 | LEO-C_10_-4_4_MPS-2 | MPS-2 | 3 | soilTemp | Temperature | degC | 2013-09-11 | present | -4 | 10 | 4 | 50
904 | LEO-C_10_-2_4_MPS-2 | MPS-2 | 3 | soilTemp | Temperature | degC | 2013-09-11 | present | -2 | 10 | 4 | 50
905 | LEO-C_10_0_4_MPS-2 | MPS-2 | 3 | soilTemp | Temperature | degC | 2013-09-11 | present | 0 | 10 | 4 | 50
906 | LEO-C_10_2_4_MPS-2 | MPS-2 | 3 | soilTemp | Temperature | degC | 2013-09-11 | present | 2 | 10 | 4 | 50
907 | LEO-C_10_4_4_MPS-2 | MPS-2 | 3 | soilTemp | Temperature | degC | 2013-09-11 | present | 4 | 10 | 4 | 50
908 | LEO-C_12_-5_4_MPS-2 | MPS-2 | 3 | soilTemp | Temperature | degC | 2013-09-11 | present | -5 | 12 | 4 | 50
909 | LEO-C_12_-4_3_MPS-2 | MPS-2 | 3 | soilTemp | Temperature | degC | 2013-09-11 | present | -4 | 12 | 3 | 35
910 | LEO-C_12_-3_4_MPS-2 | MPS-2 | 3 | soilTemp | Temperature | degC | 2013-09-11 | present | -3 | 12 | 4 | 50
911 | LEO-C_12_-1_4_MPS-2 | MPS-2 | 3 | soilTemp | Temperature | degC | 2013-09-11 | present | -1 | 12 | 4 | 50
912 | LEO-C_12_1_4_MPS-2 | MPS-2 | 3 | soilTemp | Temperature | degC | 2013-09-11 | present | 1 | 12 | 4 | 50
913 | LEO-C_12_3_4_MPS-2 | MPS-2 | 3 | soilTemp | Temperature | degC | 2013-09-11 | present | 3 | 12 | 4 | 50
914 | LEO-C_12_5_4_MPS-2 | MPS-2 | 3 | soilTemp | Temperature | degC | 2013-09-11 | present | 5 | 12 | 4 | 50
915 | LEO-C_14_-4_4_MPS-2 | MPS-2 | 3 | soilTemp | Temperature | degC | 2013-09-11 | present | -4 | 14 | 4 | 50
916 | LEO-C_14_-2_4_MPS-2 | MPS-2 | 3 | soilTemp | Temperature | degC | 2013-09-11 | present | -2 | 14 | 4 | 50
917 | LEO-C_14_0_4_MPS-2 | MPS-2 | 3 | soilTemp | Temperature | degC | 2013-09-11 | present | 0 | 14 | 4 | 50
918 | LEO-C_14_2_4_MPS-2 | MPS-2 | 3 | soilTemp | Temperature | degC | 2013-09-11 | present | 2 | 14 | 4 | 50
919 | LEO-C_14_4_4_MPS-2 | MPS-2 | 3 | soilTemp | Temperature | degC | 2013-09-11 | present | 4 | 14 | 4 | 50
920 | LEO-C_16_-5_4_MPS-2 | MPS-2 | 3 | soilTemp | Temperature | degC | 2013-09-11 | 2022-03-16 | -5 | 16 | 4 | 50
921 | LEO-C_16_-3_4_MPS-2 | MPS-2 | 3 | soilTemp | Temperature | degC | 2013-09-11 | present | -3 | 16 | 4 | 50
922 | LEO-C_16_-1_4_MPS-2 | MPS-2 | 3 | soilTemp | Temperature | degC | 2013-09-11 | present | -1 | 16 | 4 | 50
923 | LEO-C_16_1_4_MPS-2 | MPS-2 | 3 | soilTemp | Temperature | degC | 2013-09-11 | present | 1 | 16 | 4 | 50
924 | LEO-C_16_3_4_MPS-2 | MPS-2 | 3 | soilTemp | Temperature | degC | 2013-09-11 | present | 3 | 16 | 4 | 50
925 | LEO-C_16_5_4_MPS-2 | MPS-2 | 3 | soilTemp | Temperature | degC | 2013-09-11 | present | 5 | 16 | 4 | 50
926 | LEO-C_18_-4_4_MPS-2 | MPS-2 | 3 | soilTemp | Temperature | degC | 2013-09-11 | 2025-09-19 | -4 | 18 | 4 | 50
927 | LEO-C_18_-2_4_MPS-2 | MPS-2 | 3 | soilTemp | Temperature | degC | 2013-09-11 | present | -2 | 18 | 4 | 50
928 | LEO-C_18_0_4_MPS-2 | MPS-2 | 3 | soilTemp | Temperature | degC | 2013-09-11 | present | 0 | 18 | 4 | 50
929 | LEO-C_18_2_4_MPS-2 | MPS-2 | 3 | soilTemp | Temperature | degC | 2013-09-11 | present | 2 | 18 | 4 | 50
930 | LEO-C_18_4_4_MPS-2 | MPS-2 | 3 | soilTemp | Temperature | degC | 2013-09-11 | present | 4 | 18 | 4 | 50
931 | LEO-C_20_-5_4_MPS-2 | MPS-2 | 3 | soilTemp | Temperature | degC | 2013-09-11 | present | -5 | 20 | 4 | 50
932 | LEO-C_20_-3_4_MPS-2 | MPS-2 | 3 | soilTemp | Temperature | degC | 2013-09-11 | 2025-03-26 | -3 | 20 | 4 | 50
933 | LEO-C_20_-1_4_MPS-2 | MPS-2 | 3 | soilTemp | Temperature | degC | 2013-09-11 | 2023-02-04 | -1 | 20 | 4 | 50
934 | LEO-C_20_1_4_MPS-2 | MPS-2 | 3 | soilTemp | Temperature | degC | 2013-09-11 | present | 1 | 20 | 4 | 50
935 | LEO-C_20_3_4_MPS-2 | MPS-2 | 3 | soilTemp | Temperature | degC | 2013-09-11 | 2023-02-14 | 3 | 20 | 4 | 50
936 | LEO-C_20_5_4_MPS-2 | MPS-2 | 3 | soilTemp | Temperature | degC | 2013-09-11 | 2021-01-26 | 5 | 20 | 4 | 50
937 | LEO-C_22_-4_4_MPS-2 | MPS-2 | 3 | soilTemp | Temperature | degC | 2013-09-11 | present | -4 | 22 | 4 | 50
938 | LEO-C_22_-2_4_MPS-2 | MPS-2 | 3 | soilTemp | Temperature | degC | 2013-09-11 | 2017-05-15 | -2 | 22 | 4 | 50
939 | LEO-C_22_0_4_MPS-2 | MPS-2 | 3 | soilTemp | Temperature | degC | 2013-09-11 | 2025-12-08 | 0 | 22 | 4 | 50
940 | LEO-C_22_2_4_MPS-2 | MPS-2 | 3 | soilTemp | Temperature | degC | 2013-09-11 | present | 2 | 22 | 4 | 50
941 | LEO-C_22_4_4_MPS-2 | MPS-2 | 3 | soilTemp | Temperature | degC | 2013-09-11 | present | 4 | 22 | 4 | 50
942 | LEO-C_24_-5_4_MPS-2 | MPS-2 | 3 | soilTemp | Temperature | degC | 2013-09-11 | present | -5 | 24 | 4 | 50
943 | LEO-C_24_-3_4_MPS-2 | MPS-2 | 3 | soilTemp | Temperature | degC | 2013-09-11 | present | -3 | 24 | 4 | 50
944 | LEO-C_24_-1_4_MPS-2 | MPS-2 | 3 | soilTemp | Temperature | degC | 2013-09-11 | present | -1 | 24 | 4 | 50
945 | LEO-C_24_1_4_MPS-2 | MPS-2 | 3 | soilTemp | Temperature | degC | 2013-09-11 | present | 1 | 24 | 4 | 50
946 | LEO-C_24_3_4_MPS-2 | MPS-2 | 3 | soilTemp | Temperature | degC | 2013-09-11 | 2025-07-27 | 3 | 24 | 4 | 50
947 | LEO-C_24_5_4_MPS-2 | MPS-2 | 3 | soilTemp | Temperature | degC | 2013-09-11 | present | 5 | 24 | 4 | 50
948 | LEO-C_26_-4_4_MPS-2 | MPS-2 | 3 | soilTemp | Temperature | degC | 2013-09-11 | present | -4 | 26 | 4 | 50
949 | LEO-C_26_-2_4_MPS-2 | MPS-2 | 3 | soilTemp | Temperature | degC | 2013-09-11 | present | -2 | 26 | 4 | 50
950 | LEO-C_26_0_4_MPS-2 | MPS-2 | 3 | soilTemp | Temperature | degC | 2013-09-11 | 2018-03-06 | 0 | 26 | 4 | 50
951 | LEO-C_26_2_4_MPS-2 | MPS-2 | 3 | soilTemp | Temperature | degC | 2013-09-11 | present | 2 | 26 | 4 | 50
952 | LEO-C_26_4_4_MPS-2 | MPS-2 | 3 | soilTemp | Temperature | degC | 2013-09-11 | present | 4 | 26 | 4 | 50
953 | LEO-C_28_-5_4_MPS-2 | MPS-2 | 3 | soilTemp | Temperature | degC | 2013-09-11 | present | -5 | 28 | 4 | 50
954 | LEO-C_28_-3_4_MPS-2 | MPS-2 | 3 | soilTemp | Temperature | degC | 2013-09-11 | present | -3 | 28 | 4 | 50
955 | LEO-C_28_-1_4_MPS-2 | MPS-2 | 3 | soilTemp | Temperature | degC | 2013-09-11 | present | -1 | 28 | 4 | 50
956 | LEO-C_28_1_4_MPS-2 | MPS-2 | 3 | soilTemp | Temperature | degC | 2013-09-11 | 2018-02-28 | 1 | 28 | 4 | 50
957 | LEO-C_28_3_4_MPS-2 | MPS-2 | 3 | soilTemp | Temperature | degC | 2013-09-11 | present | 3 | 28 | 4 | 50
958 | LEO-C_28_5_4_MPS-2 | MPS-2 | 3 | soilTemp | Temperature | degC | 2013-09-11 | present | 5 | 28 | 4 | 50
959 | LEO-C_2_-4_5_MPS-2 | MPS-2 | 3 | soilTemp | Temperature | degC | 2013-09-23 | present | -4 | 2 | 5 | 85
960 | LEO-C_2_-2_5_MPS-2 | MPS-2 | 3 | soilTemp | Temperature | degC | 2013-09-11 | present | -2 | 2 | 5 | 85
961 | LEO-C_2_0_5_MPS-2 | MPS-2 | 3 | soilTemp | Temperature | degC | 2013-09-11 | present | 0 | 2 | 5 | 85
962 | LEO-C_2_2_5_MPS-2 | MPS-2 | 3 | soilTemp | Temperature | degC | 2013-09-11 | present | 2 | 2 | 5 | 85
963 | LEO-C_2_4_5_MPS-2 | MPS-2 | 3 | soilTemp | Temperature | degC | 2013-09-11 | present | 4 | 2 | 5 | 85
964 | LEO-C_4_0_5_MPS-2 | MPS-2 | 3 | soilTemp | Temperature | degC | 2013-09-11 | present | 0 | 4 | 5 | 85
965 | LEO-C_6_-4_5_MPS-2 | MPS-2 | 3 | soilTemp | Temperature | degC | 2013-09-11 | present | -4 | 6 | 5 | 85
966 | LEO-C_6_-2_5_MPS-2 | MPS-2 | 3 | soilTemp | Temperature | degC | 2013-09-11 | present | -2 | 6 | 5 | 85
967 | LEO-C_6_0_5_MPS-2 | MPS-2 | 3 | soilTemp | Temperature | degC | 2013-09-11 | present | 0 | 6 | 5 | 85
968 | LEO-C_6_2_5_MPS-2 | MPS-2 | 3 | soilTemp | Temperature | degC | 2013-09-11 | present | 2 | 6 | 5 | 85
969 | LEO-C_6_4_5_MPS-2 | MPS-2 | 3 | soilTemp | Temperature | degC | 2013-09-11 | present | 4 | 6 | 5 | 85
970 | LEO-C_10_-4_5_MPS-2 | MPS-2 | 3 | soilTemp | Temperature | degC | 2013-09-11 | present | -4 | 10 | 5 | 85
971 | LEO-C_10_-2_5_MPS-2 | MPS-2 | 3 | soilTemp | Temperature | degC | 2013-09-11 | present | -2 | 10 | 5 | 85
972 | LEO-C_10_0_5_MPS-2 | MPS-2 | 3 | soilTemp | Temperature | degC | 2013-09-11 | present | 0 | 10 | 5 | 85
973 | LEO-C_10_2_5_MPS-2 | MPS-2 | 3 | soilTemp | Temperature | degC | 2013-09-11 | present | 2 | 10 | 5 | 85
974 | LEO-C_10_4_5_MPS-2 | MPS-2 | 3 | soilTemp | Temperature | degC | 2013-09-11 | present | 4 | 10 | 5 | 85
975 | LEO-C_14_-4_5_MPS-2 | MPS-2 | 3 | soilTemp | Temperature | degC | 2013-09-11 | present | -4 | 14 | 5 | 85
976 | LEO-C_14_-2_5_MPS-2 | MPS-2 | 3 | soilTemp | Temperature | degC | 2013-09-11 | 2017-11-21 | -2 | 14 | 5 | 85
977 | LEO-C_14_0_5_MPS-2 | MPS-2 | 3 | soilTemp | Temperature | degC | 2013-09-11 | present | 0 | 14 | 5 | 85
978 | LEO-C_14_2_5_MPS-2 | MPS-2 | 3 | soilTemp | Temperature | degC | 2013-09-11 | present | 2 | 14 | 5 | 85
979 | LEO-C_14_4_5_MPS-2 | MPS-2 | 3 | soilTemp | Temperature | degC | 2013-09-11 | present | 4 | 14 | 5 | 85
980 | LEO-C_18_-4_5_MPS-2 | MPS-2 | 3 | soilTemp | Temperature | degC | 2013-09-11 | 2022-09-30 | -4 | 18 | 5 | 85
981 | LEO-C_18_-2_5_MPS-2 | MPS-2 | 3 | soilTemp | Temperature | degC | 2013-09-11 | present | -2 | 18 | 5 | 85
982 | LEO-C_18_0_5_MPS-2 | MPS-2 | 3 | soilTemp | Temperature | degC | 2013-09-11 | present | 0 | 18 | 5 | 85
983 | LEO-C_18_2_5_MPS-2 | MPS-2 | 3 | soilTemp | Temperature | degC | 2013-09-11 | 2022-03-18 | 2 | 18 | 5 | 85
984 | LEO-C_18_4_5_MPS-2 | MPS-2 | 3 | soilTemp | Temperature | degC | 2013-09-11 | present | 4 | 18 | 5 | 85
985 | LEO-C_22_-4_5_MPS-2 | MPS-2 | 3 | soilTemp | Temperature | degC | 2013-09-11 | present | -4 | 22 | 5 | 85
986 | LEO-C_22_-2_5_MPS-2 | MPS-2 | 3 | soilTemp | Temperature | degC | 2013-09-11 | present | -2 | 22 | 5 | 85
987 | LEO-C_22_0_5_MPS-2 | MPS-2 | 3 | soilTemp | Temperature | degC | 2013-09-11 | present | 0 | 22 | 5 | 85
988 | LEO-C_22_2_5_MPS-2 | MPS-2 | 3 | soilTemp | Temperature | degC | 2013-09-11 | 2025-02-21 | 2 | 22 | 5 | 85
989 | LEO-C_22_4_5_MPS-2 | MPS-2 | 3 | soilTemp | Temperature | degC | 2013-09-11 | present | 4 | 22 | 5 | 85
990 | LEO-C_26_-2_5_MPS-2 | MPS-2 | 3 | soilTemp | Temperature | degC | 2014-06-11 | 2015-01-12 | -2 | 26 | 5 | 85
991 | LEO-C_26_0_5_MPS-2 | MPS-2 | 3 | soilTemp | Temperature | degC | 2013-09-11 | 2025-07-05 | 0 | 26 | 5 | 85
992 | LEO-C_26_2_5_MPS-2 | MPS-2 | 3 | soilTemp | Temperature | degC | 2013-09-11 | present | 2 | 26 | 5 | 85
497 | LEO-C_2_-5_1_MPS-2 | MPS-2 | 7 | MWP | Water potential | kPa | 2013-09-11 | present | -5 | 2 | 1 | 5
498 | LEO-C_2_-4_1_MPS-2 | MPS-2 | 7 | MWP | Water potential | kPa | 2013-09-11 | present | -4 | 2 | 1 | 5
499 | LEO-C_2_-3_1_MPS-2 | MPS-2 | 7 | MWP | Water potential | kPa | 2013-09-11 | 2018-08-15 | -3 | 2 | 1 | 5
500 | LEO-C_2_-2_1_MPS-2 | MPS-2 | 7 | MWP | Water potential | kPa | 2013-09-23 | 2022-05-05 | -2 | 2 | 1 | 5
501 | LEO-C_2_-1_1_MPS-2 | MPS-2 | 7 | MWP | Water potential | kPa | 2013-09-11 | 2025-04-01 | -1 | 2 | 1 | 5
502 | LEO-C_2_0_1_MPS-2 | MPS-2 | 7 | MWP | Water potential | kPa | 2013-09-11 | present | 0 | 2 | 1 | 5
503 | LEO-C_2_1_1_MPS-2 | MPS-2 | 7 | MWP | Water potential | kPa | 2013-09-11 | present | 1 | 2 | 1 | 5
504 | LEO-C_2_2_1_MPS-2 | MPS-2 | 7 | MWP | Water potential | kPa | 2013-09-11 | present | 2 | 2 | 1 | 5
505 | LEO-C_2_3_1_MPS-2 | MPS-2 | 7 | MWP | Water potential | kPa | 2013-09-12 | 2024-10-18 | 3 | 2 | 1 | 5
506 | LEO-C_2_4_1_MPS-2 | MPS-2 | 7 | MWP | Water potential | kPa | 2013-09-11 | 2018-08-15 | 4 | 2 | 1 | 5
507 | LEO-C_2_5_1_MPS-2 | MPS-2 | 7 | MWP | Water potential | kPa | 2013-09-11 | present | 5 | 2 | 1 | 5
508 | LEO-C_4_-5_1_MPS-2 | MPS-2 | 7 | MWP | Water potential | kPa | 2013-11-02 | 2020-06-02 | -5 | 4 | 1 | 5
509 | LEO-C_4_-4_1_MPS-2 | MPS-2 | 7 | MWP | Water potential | kPa | 2013-09-11 | present | -4 | 4 | 1 | 5
510 | LEO-C_4_-3_1_MPS-2 | MPS-2 | 7 | MWP | Water potential | kPa | 2013-09-11 | 2018-08-15 | -3 | 4 | 1 | 5
511 | LEO-C_4_-2_1_MPS-2 | MPS-2 | 7 | MWP | Water potential | kPa | 2013-09-11 | 2025-08-29 | -2 | 4 | 1 | 5
512 | LEO-C_4_-1_1_MPS-2 | MPS-2 | 7 | MWP | Water potential | kPa | 2013-09-11 | 2018-08-15 | -1 | 4 | 1 | 5
513 | LEO-C_4_0_1_MPS-2 | MPS-2 | 7 | MWP | Water potential | kPa | 2013-09-11 | 2017-05-06 | 0 | 4 | 1 | 5
514 | LEO-C_4_1_1_MPS-2 | MPS-2 | 7 | MWP | Water potential | kPa | 2013-09-11 | 2016-08-27 | 1 | 4 | 1 | 5
515 | LEO-C_4_2_1_MPS-2 | MPS-2 | 7 | MWP | Water potential | kPa | 2013-09-11 | 2019-10-03 | 2 | 4 | 1 | 5
516 | LEO-C_4_3_1_MPS-2 | MPS-2 | 7 | MWP | Water potential | kPa | 2013-09-11 | 2021-08-14 | 3 | 4 | 1 | 5
517 | LEO-C_4_4_1_MPS-2 | MPS-2 | 7 | MWP | Water potential | kPa | 2013-09-11 | 2018-08-15 | 4 | 4 | 1 | 5
518 | LEO-C_4_5_1_MPS-2 | MPS-2 | 7 | MWP | Water potential | kPa | 2013-09-11 | 2020-07-26 | 5 | 4 | 1 | 5
519 | LEO-C_6_-5_1_MPS-2 | MPS-2 | 7 | MWP | Water potential | kPa | 2013-09-11 | 2020-10-06 | -5 | 6 | 1 | 5
520 | LEO-C_6_-4_1_MPS-2 | MPS-2 | 7 | MWP | Water potential | kPa | 2013-09-11 | 2018-09-08 | -4 | 6 | 1 | 5
521 | LEO-C_6_-3_1_MPS-2 | MPS-2 | 7 | MWP | Water potential | kPa | 2013-09-11 | 2017-11-08 | -3 | 6 | 1 | 5
522 | LEO-C_6_-2_1_MPS-2 | MPS-2 | 7 | MWP | Water potential | kPa | 2013-09-11 | 2019-04-19 | -2 | 6 | 1 | 5
523 | LEO-C_6_-1_1_MPS-2 | MPS-2 | 7 | MWP | Water potential | kPa | 2013-09-11 | 2025-05-28 | -1 | 6 | 1 | 5
524 | LEO-C_6_0_1_MPS-2 | MPS-2 | 7 | MWP | Water potential | kPa | 2013-09-11 | present | 0 | 6 | 1 | 5
525 | LEO-C_6_1_1_MPS-2 | MPS-2 | 7 | MWP | Water potential | kPa | 2013-09-11 | 2018-08-15 | 1 | 6 | 1 | 5
526 | LEO-C_6_2_1_MPS-2 | MPS-2 | 7 | MWP | Water potential | kPa | 2013-09-11 | 2018-06-28 | 2 | 6 | 1 | 5
527 | LEO-C_6_3_1_MPS-2 | MPS-2 | 7 | MWP | Water potential | kPa | 2013-09-11 | 2018-08-15 | 3 | 6 | 1 | 5
528 | LEO-C_6_4_1_MPS-2 | MPS-2 | 7 | MWP | Water potential | kPa | 2013-09-11 | present | 4 | 6 | 1 | 5
529 | LEO-C_6_5_1_MPS-2 | MPS-2 | 7 | MWP | Water potential | kPa | 2013-09-11 | 2024-06-25 | 5 | 6 | 1 | 5
530 | LEO-C_8_-5_1_MPS-2 | MPS-2 | 7 | MWP | Water potential | kPa | 2013-09-11 | 2019-04-19 | -5 | 8 | 1 | 5
531 | LEO-C_8_-4_1_MPS-2 | MPS-2 | 7 | MWP | Water potential | kPa | 2013-09-11 | 2019-05-07 | -4 | 8 | 1 | 5
532 | LEO-C_8_-3_1_MPS-2 | MPS-2 | 7 | MWP | Water potential | kPa | 2013-09-11 | 2024-05-19 | -3 | 8 | 1 | 5
533 | LEO-C_8_-2_1_MPS-2 | MPS-2 | 7 | MWP | Water potential | kPa | 2013-09-11 | 2023-07-03 | -2 | 8 | 1 | 5
534 | LEO-C_8_-1_1_MPS-2 | MPS-2 | 7 | MWP | Water potential | kPa | 2013-09-11 | 2019-04-19 | -1 | 8 | 1 | 5
535 | LEO-C_8_0_1_MPS-2 | MPS-2 | 7 | MWP | Water potential | kPa | 2013-09-11 | present | 0 | 8 | 1 | 5
536 | LEO-C_8_1_1_MPS-2 | MPS-2 | 7 | MWP | Water potential | kPa | 2013-09-11 | present | 1 | 8 | 1 | 5
537 | LEO-C_8_2_1_MPS-2 | MPS-2 | 7 | MWP | Water potential | kPa | 2013-09-12 | 2023-05-26 | 2 | 8 | 1 | 5
538 | LEO-C_8_3_1_MPS-2 | MPS-2 | 7 | MWP | Water potential | kPa | 2013-09-11 | 2018-08-15 | 3 | 8 | 1 | 5
539 | LEO-C_8_4_1_MPS-2 | MPS-2 | 7 | MWP | Water potential | kPa | 2013-09-11 | present | 4 | 8 | 1 | 5
540 | LEO-C_8_5_1_MPS-2 | MPS-2 | 7 | MWP | Water potential | kPa | 2013-09-11 | present | 5 | 8 | 1 | 5
541 | LEO-C_10_-5_1_MPS-2 | MPS-2 | 7 | MWP | Water potential | kPa | 2013-09-11 | present | -5 | 10 | 1 | 5
542 | LEO-C_10_-4_1_MPS-2 | MPS-2 | 7 | MWP | Water potential | kPa | 2013-09-11 | present | -4 | 10 | 1 | 5
543 | LEO-C_10_-3_1_MPS-2 | MPS-2 | 7 | MWP | Water potential | kPa | 2013-09-11 | 2020-04-16 | -3 | 10 | 1 | 5
544 | LEO-C_10_-2_1_MPS-2 | MPS-2 | 7 | MWP | Water potential | kPa | 2013-09-11 | 2019-04-19 | -2 | 10 | 1 | 5
545 | LEO-C_10_-1_1_MPS-2 | MPS-2 | 7 | MWP | Water potential | kPa | 2013-09-11 | 2018-08-15 | -1 | 10 | 1 | 5
546 | LEO-C_10_0_1_MPS-2 | MPS-2 | 7 | MWP | Water potential | kPa | 2013-09-12 | 2025-09-20 | 0 | 10 | 1 | 5
547 | LEO-C_10_1_1_MPS-2 | MPS-2 | 7 | MWP | Water potential | kPa | 2013-09-11 | present | 1 | 10 | 1 | 5
548 | LEO-C_10_2_1_MPS-2 | MPS-2 | 7 | MWP | Water potential | kPa | 2013-09-11 | 2018-08-15 | 2 | 10 | 1 | 5
549 | LEO-C_10_3_1_MPS-2 | MPS-2 | 7 | MWP | Water potential | kPa | 2013-09-11 | 2019-12-06 | 3 | 10 | 1 | 5
550 | LEO-C_10_4_1_MPS-2 | MPS-2 | 7 | MWP | Water potential | kPa | 2013-09-11 | 2018-08-15 | 4 | 10 | 1 | 5
551 | LEO-C_10_5_1_MPS-2 | MPS-2 | 7 | MWP | Water potential | kPa | 2013-09-11 | 2020-04-12 | 5 | 10 | 1 | 5
552 | LEO-C_12_-5_1_MPS-2 | MPS-2 | 7 | MWP | Water potential | kPa | 2013-09-11 | present | -5 | 12 | 1 | 5
553 | LEO-C_12_-4_1_MPS-2 | MPS-2 | 7 | MWP | Water potential | kPa | 2013-09-12 | 2018-08-15 | -4 | 12 | 1 | 5
554 | LEO-C_12_-3_1_MPS-2 | MPS-2 | 7 | MWP | Water potential | kPa | 2013-09-11 | 2018-08-15 | -3 | 12 | 1 | 5
555 | LEO-C_12_-2_1_MPS-2 | MPS-2 | 7 | MWP | Water potential | kPa | 2013-09-11 | 2018-08-15 | -2 | 12 | 1 | 5
556 | LEO-C_12_-1_1_MPS-2 | MPS-2 | 7 | MWP | Water potential | kPa | 2013-09-11 | 2018-08-15 | -1 | 12 | 1 | 5
557 | LEO-C_12_0_1_MPS-2 | MPS-2 | 7 | MWP | Water potential | kPa | 2013-09-11 | 2021-09-22 | 0 | 12 | 1 | 5
558 | LEO-C_12_1_1_MPS-2 | MPS-2 | 7 | MWP | Water potential | kPa | 2013-09-11 | 2021-06-21 | 1 | 12 | 1 | 5
559 | LEO-C_12_2_1_MPS-2 | MPS-2 | 7 | MWP | Water potential | kPa | 2013-09-11 | 2022-08-11 | 2 | 12 | 1 | 5
560 | LEO-C_12_3_1_MPS-2 | MPS-2 | 7 | MWP | Water potential | kPa | 2013-09-11 | 2020-07-03 | 3 | 12 | 1 | 5
561 | LEO-C_12_4_1_MPS-2 | MPS-2 | 7 | MWP | Water potential | kPa | 2013-09-11 | present | 4 | 12 | 1 | 5
562 | LEO-C_12_5_1_MPS-2 | MPS-2 | 7 | MWP | Water potential | kPa | 2013-09-11 | 2018-01-24 | 5 | 12 | 1 | 5
563 | LEO-C_14_-5_1_MPS-2 | MPS-2 | 7 | MWP | Water potential | kPa | 2013-09-11 | present | -5 | 14 | 1 | 5
564 | LEO-C_14_-4_1_MPS-2 | MPS-2 | 7 | MWP | Water potential | kPa | 2013-09-11 | 2017-11-28 | -4 | 14 | 1 | 5
565 | LEO-C_14_-3_1_MPS-2 | MPS-2 | 7 | MWP | Water potential | kPa | 2013-09-11 | 2023-10-20 | -3 | 14 | 1 | 5
566 | LEO-C_14_-2_1_MPS-2 | MPS-2 | 7 | MWP | Water potential | kPa | 2013-09-11 | 2017-11-07 | -2 | 14 | 1 | 5
567 | LEO-C_14_-1_1_MPS-2 | MPS-2 | 7 | MWP | Water potential | kPa | 2013-09-11 | 2018-04-12 | -1 | 14 | 1 | 5
568 | LEO-C_14_0_1_MPS-2 | MPS-2 | 7 | MWP | Water potential | kPa | 2013-09-11 | present | 0 | 14 | 1 | 5
569 | LEO-C_14_1_1_MPS-2 | MPS-2 | 7 | MWP | Water potential | kPa | 2013-09-11 | 2018-01-29 | 1 | 14 | 1 | 5
570 | LEO-C_14_2_1_MPS-2 | MPS-2 | 7 | MWP | Water potential | kPa | 2013-09-11 | present | 2 | 14 | 1 | 5
571 | LEO-C_14_3_1_MPS-2 | MPS-2 | 7 | MWP | Water potential | kPa | 2013-09-11 | 2018-07-14 | 3 | 14 | 1 | 5
572 | LEO-C_14_4_1_MPS-2 | MPS-2 | 7 | MWP | Water potential | kPa | 2013-09-11 | present | 4 | 14 | 1 | 5
573 | LEO-C_14_5_1_MPS-2 | MPS-2 | 7 | MWP | Water potential | kPa | 2013-09-11 | 2022-03-14 | 5 | 14 | 1 | 5
574 | LEO-C_16_-5_1_MPS-2 | MPS-2 | 7 | MWP | Water potential | kPa | 2013-09-11 | 2017-11-28 | -5 | 16 | 1 | 5
575 | LEO-C_16_-4_1_MPS-2 | MPS-2 | 7 | MWP | Water potential | kPa | 2013-09-11 | 2019-11-28 | -4 | 16 | 1 | 5
576 | LEO-C_16_-3_1_MPS-2 | MPS-2 | 7 | MWP | Water potential | kPa | 2013-09-11 | 2017-10-02 | -3 | 16 | 1 | 5
577 | LEO-C_16_-2_1_MPS-2 | MPS-2 | 7 | MWP | Water potential | kPa | 2013-09-11 | 2017-10-27 | -2 | 16 | 1 | 5
578 | LEO-C_16_-1_1_MPS-2 | MPS-2 | 7 | MWP | Water potential | kPa | 2013-09-11 | 2019-08-03 | -1 | 16 | 1 | 5
579 | LEO-C_16_0_1_MPS-2 | MPS-2 | 7 | MWP | Water potential | kPa | 2013-09-11 | 2018-03-06 | 0 | 16 | 1 | 5
580 | LEO-C_16_1_1_MPS-2 | MPS-2 | 7 | MWP | Water potential | kPa | 2013-09-11 | 2018-06-01 | 1 | 16 | 1 | 5
581 | LEO-C_16_2_1_MPS-2 | MPS-2 | 7 | MWP | Water potential | kPa | 2013-09-11 | 2020-02-04 | 2 | 16 | 1 | 5
582 | LEO-C_16_3_1_MPS-2 | MPS-2 | 7 | MWP | Water potential | kPa | 2013-09-11 | 2019-05-31 | 3 | 16 | 1 | 5
583 | LEO-C_16_4_1_MPS-2 | MPS-2 | 7 | MWP | Water potential | kPa | 2013-09-11 | 2019-04-22 | 4 | 16 | 1 | 5
584 | LEO-C_16_5_1_MPS-2 | MPS-2 | 7 | MWP | Water potential | kPa | 2013-09-11 | 2017-04-10 | 5 | 16 | 1 | 5
585 | LEO-C_18_-5_1_MPS-2 | MPS-2 | 7 | MWP | Water potential | kPa | 2013-09-11 | 2017-12-23 | -5 | 18 | 1 | 5
586 | LEO-C_18_-4_1_MPS-2 | MPS-2 | 7 | MWP | Water potential | kPa | 2013-09-11 | 2019-06-27 | -4 | 18 | 1 | 5
587 | LEO-C_18_-3_1_MPS-2 | MPS-2 | 7 | MWP | Water potential | kPa | 2013-09-11 | 2021-09-11 | -3 | 18 | 1 | 5
588 | LEO-C_18_-2_1_MPS-2 | MPS-2 | 7 | MWP | Water potential | kPa | 2013-09-11 | present | -2 | 18 | 1 | 5
589 | LEO-C_18_-1_1_MPS-2 | MPS-2 | 7 | MWP | Water potential | kPa | 2013-09-11 | 2018-08-01 | -1 | 18 | 1 | 5
590 | LEO-C_18_0_1_MPS-2 | MPS-2 | 7 | MWP | Water potential | kPa | 2013-09-11 | 2022-04-18 | 0 | 18 | 1 | 5
591 | LEO-C_18_1_1_MPS-2 | MPS-2 | 7 | MWP | Water potential | kPa | 2013-09-11 | 2018-01-24 | 1 | 18 | 1 | 5
592 | LEO-C_18_2_1_MPS-2 | MPS-2 | 7 | MWP | Water potential | kPa | 2013-09-11 | present | 2 | 18 | 1 | 5
593 | LEO-C_18_3_1_MPS-2 | MPS-2 | 7 | MWP | Water potential | kPa | 2013-09-11 | 2018-01-24 | 3 | 18 | 1 | 5
594 | LEO-C_18_4_1_MPS-2 | MPS-2 | 7 | MWP | Water potential | kPa | 2013-09-11 | 2018-09-25 | 4 | 18 | 1 | 5
595 | LEO-C_18_5_1_MPS-2 | MPS-2 | 7 | MWP | Water potential | kPa | 2013-09-11 | 2019-06-20 | 5 | 18 | 1 | 5
596 | LEO-C_20_-5_1_MPS-2 | MPS-2 | 7 | MWP | Water potential | kPa | 2013-09-11 | 2017-12-08 | -5 | 20 | 1 | 5
597 | LEO-C_20_-4_1_MPS-2 | MPS-2 | 7 | MWP | Water potential | kPa | 2013-09-11 | 2020-10-04 | -4 | 20 | 1 | 5
598 | LEO-C_20_-3_1_MPS-2 | MPS-2 | 7 | MWP | Water potential | kPa | 2013-09-11 | 2019-04-19 | -3 | 20 | 1 | 5
599 | LEO-C_20_-2_1_MPS-2 | MPS-2 | 7 | MWP | Water potential | kPa | 2013-09-11 | 2019-12-21 | -2 | 20 | 1 | 5
600 | LEO-C_20_-1_1_MPS-2 | MPS-2 | 7 | MWP | Water potential | kPa | 2013-09-11 | 2018-01-15 | -1 | 20 | 1 | 5
601 | LEO-C_20_0_1_MPS-2 | MPS-2 | 7 | MWP | Water potential | kPa | 2013-09-11 | 2025-02-19 | 0 | 20 | 1 | 5
602 | LEO-C_20_1_1_MPS-2 | MPS-2 | 7 | MWP | Water potential | kPa | 2013-09-11 | 2018-06-10 | 1 | 20 | 1 | 5
603 | LEO-C_20_2_1_MPS-2 | MPS-2 | 7 | MWP | Water potential | kPa | 2013-09-11 | 2023-02-22 | 2 | 20 | 1 | 5
604 | LEO-C_20_3_1_MPS-2 | MPS-2 | 7 | MWP | Water potential | kPa | 2013-09-11 | 2025-03-24 | 3 | 20 | 1 | 5
605 | LEO-C_20_4_1_MPS-2 | MPS-2 | 7 | MWP | Water potential | kPa | 2013-09-11 | 2019-07-26 | 4 | 20 | 1 | 5
606 | LEO-C_20_5_1_MPS-2 | MPS-2 | 7 | MWP | Water potential | kPa | 2013-09-11 | 2023-03-28 | 5 | 20 | 1 | 5
607 | LEO-C_22_-5_1_MPS-2 | MPS-2 | 7 | MWP | Water potential | kPa | 2013-09-11 | 2018-09-24 | -5 | 22 | 1 | 5
608 | LEO-C_22_-4_1_MPS-2 | MPS-2 | 7 | MWP | Water potential | kPa | 2013-09-11 | present | -4 | 22 | 1 | 5
609 | LEO-C_22_-3_1_MPS-2 | MPS-2 | 7 | MWP | Water potential | kPa | 2013-09-11 | 2014-06-20 | -3 | 22 | 1 | 5
610 | LEO-C_22_-2_1_MPS-2 | MPS-2 | 7 | MWP | Water potential | kPa | 2013-09-11 | present | -2 | 22 | 1 | 5
611 | LEO-C_22_-1_1_MPS-2 | MPS-2 | 7 | MWP | Water potential | kPa | 2013-09-11 | 2018-09-20 | -1 | 22 | 1 | 5
612 | LEO-C_22_0_1_MPS-2 | MPS-2 | 7 | MWP | Water potential | kPa | 2013-09-11 | 2020-02-09 | 0 | 22 | 1 | 5
613 | LEO-C_22_1_1_MPS-2 | MPS-2 | 7 | MWP | Water potential | kPa | 2013-09-11 | 2017-12-05 | 1 | 22 | 1 | 5
614 | LEO-C_22_2_1_MPS-2 | MPS-2 | 7 | MWP | Water potential | kPa | 2013-09-11 | 2023-04-12 | 2 | 22 | 1 | 5
615 | LEO-C_22_3_1_MPS-2 | MPS-2 | 7 | MWP | Water potential | kPa | 2013-11-02 | 2023-02-22 | 3 | 22 | 1 | 5
616 | LEO-C_22_4_1_MPS-2 | MPS-2 | 7 | MWP | Water potential | kPa | 2013-09-11 | 2025-03-19 | 4 | 22 | 1 | 5
617 | LEO-C_22_5_1_MPS-2 | MPS-2 | 7 | MWP | Water potential | kPa | 2013-09-11 | 2019-09-01 | 5 | 22 | 1 | 5
618 | LEO-C_24_-5_1_MPS-2 | MPS-2 | 7 | MWP | Water potential | kPa | 2014-06-06 | 2018-06-23 | -5 | 24 | 1 | 5
619 | LEO-C_24_-4_1_MPS-2 | MPS-2 | 7 | MWP | Water potential | kPa | 2013-09-11 | 2020-04-19 | -4 | 24 | 1 | 5
620 | LEO-C_24_-3_1_MPS-2 | MPS-2 | 7 | MWP | Water potential | kPa | 2013-09-11 | 2020-04-04 | -3 | 24 | 1 | 5
621 | LEO-C_24_-2_1_MPS-2 | MPS-2 | 7 | MWP | Water potential | kPa | 2013-09-11 | 2020-03-11 | -2 | 24 | 1 | 5
622 | LEO-C_24_-1_1_MPS-2 | MPS-2 | 7 | MWP | Water potential | kPa | 2013-09-11 | 2020-01-12 | -1 | 24 | 1 | 5
623 | LEO-C_24_0_1_MPS-2 | MPS-2 | 7 | MWP | Water potential | kPa | 2013-09-11 | 2025-03-26 | 0 | 24 | 1 | 5
624 | LEO-C_24_1_1_MPS-2 | MPS-2 | 7 | MWP | Water potential | kPa | 2013-09-11 | 2017-10-02 | 1 | 24 | 1 | 5
625 | LEO-C_24_2_1_MPS-2 | MPS-2 | 7 | MWP | Water potential | kPa | 2013-09-11 | 2018-12-26 | 2 | 24 | 1 | 5
626 | LEO-C_24_3_1_MPS-2 | MPS-2 | 7 | MWP | Water potential | kPa | 2013-09-11 | 2017-12-20 | 3 | 24 | 1 | 5
627 | LEO-C_24_4_1_MPS-2 | MPS-2 | 7 | MWP | Water potential | kPa | 2013-09-11 | 2017-11-25 | 4 | 24 | 1 | 5
628 | LEO-C_24_5_1_MPS-2 | MPS-2 | 7 | MWP | Water potential | kPa | 2013-09-11 | 2018-06-26 | 5 | 24 | 1 | 5
629 | LEO-C_26_-5_1_MPS-2 | MPS-2 | 7 | MWP | Water potential | kPa | 2013-09-11 | present | -5 | 26 | 1 | 5
630 | LEO-C_26_-4_1_MPS-2 | MPS-2 | 7 | MWP | Water potential | kPa | 2013-09-11 | 2018-05-24 | -4 | 26 | 1 | 5
631 | LEO-C_26_-3_1_MPS-2 | MPS-2 | 7 | MWP | Water potential | kPa | 2013-09-11 | 2018-08-05 | -3 | 26 | 1 | 5
632 | LEO-C_26_-2_1_MPS-2 | MPS-2 | 7 | MWP | Water potential | kPa | 2013-09-11 | 2018-11-24 | -2 | 26 | 1 | 5
633 | LEO-C_26_-1_1_MPS-2 | MPS-2 | 7 | MWP | Water potential | kPa | 2013-09-11 | 2019-02-01 | -1 | 26 | 1 | 5
634 | LEO-C_26_0_1_MPS-2 | MPS-2 | 7 | MWP | Water potential | kPa | 2013-09-11 | 2017-04-05 | 0 | 26 | 1 | 5
635 | LEO-C_26_1_1_MPS-2 | MPS-2 | 7 | MWP | Water potential | kPa | 2013-09-11 | 2019-01-14 | 1 | 26 | 1 | 5
636 | LEO-C_26_2_1_MPS-2 | MPS-2 | 7 | MWP | Water potential | kPa | 2013-09-11 | present | 2 | 26 | 1 | 5
637 | LEO-C_26_3_1_MPS-2 | MPS-2 | 7 | MWP | Water potential | kPa | 2013-09-11 | present | 3 | 26 | 1 | 5
638 | LEO-C_26_4_1_MPS-2 | MPS-2 | 7 | MWP | Water potential | kPa | 2013-09-11 | 2017-08-22 | 4 | 26 | 1 | 5
639 | LEO-C_26_5_1_MPS-2 | MPS-2 | 7 | MWP | Water potential | kPa | 2013-09-11 | 2018-02-28 | 5 | 26 | 1 | 5
640 | LEO-C_28_-5_1_MPS-2 | MPS-2 | 7 | MWP | Water potential | kPa | 2013-09-11 | 2019-08-18 | -5 | 28 | 1 | 5
641 | LEO-C_28_-4_1_MPS-2 | MPS-2 | 7 | MWP | Water potential | kPa | 2013-09-11 | present | -4 | 28 | 1 | 5
642 | LEO-C_28_-3_1_MPS-2 | MPS-2 | 7 | MWP | Water potential | kPa | 2013-09-11 | 2019-06-04 | -3 | 28 | 1 | 5
643 | LEO-C_28_-2_1_MPS-2 | MPS-2 | 7 | MWP | Water potential | kPa | 2013-09-11 | 2020-12-22 | -2 | 28 | 1 | 5
644 | LEO-C_28_-1_1_MPS-2 | MPS-2 | 7 | MWP | Water potential | kPa | 2013-09-12 | 2022-12-08 | -1 | 28 | 1 | 5
645 | LEO-C_28_0_1_MPS-2 | MPS-2 | 7 | MWP | Water potential | kPa | 2013-09-11 | 2022-09-19 | 0 | 28 | 1 | 5
646 | LEO-C_28_1_1_MPS-2 | MPS-2 | 7 | MWP | Water potential | kPa | 2013-09-11 | 2019-10-28 | 1 | 28 | 1 | 5
647 | LEO-C_28_2_1_MPS-2 | MPS-2 | 7 | MWP | Water potential | kPa | 2013-09-11 | 2018-05-19 | 2 | 28 | 1 | 5
648 | LEO-C_28_3_1_MPS-2 | MPS-2 | 7 | MWP | Water potential | kPa | 2013-09-11 | 2017-08-22 | 3 | 28 | 1 | 5
649 | LEO-C_28_4_1_MPS-2 | MPS-2 | 7 | MWP | Water potential | kPa | 2013-09-11 | present | 4 | 28 | 1 | 5
650 | LEO-C_28_5_1_MPS-2 | MPS-2 | 7 | MWP | Water potential | kPa | 2013-09-11 | 2017-08-22 | 5 | 28 | 1 | 5
651 | LEO-C_2_-5_2_MPS-2 | MPS-2 | 7 | MWP | Water potential | kPa | 2013-09-11 | present | -5 | 2 | 2 | 20
652 | LEO-C_2_-4_2_MPS-2 | MPS-2 | 7 | MWP | Water potential | kPa | 2013-09-11 | 2018-08-15 | -4 | 2 | 2 | 20
653 | LEO-C_2_-3_2_MPS-2 | MPS-2 | 7 | MWP | Water potential | kPa | 2013-09-11 | present | -3 | 2 | 2 | 20
654 | LEO-C_2_-2_2_MPS-2 | MPS-2 | 7 | MWP | Water potential | kPa | 2013-09-11 | present | -2 | 2 | 2 | 20
655 | LEO-C_2_-1_2_MPS-2 | MPS-2 | 7 | MWP | Water potential | kPa | 2013-09-13 | 2021-01-26 | -1 | 2 | 2 | 20
656 | LEO-C_2_0_2_MPS-2 | MPS-2 | 7 | MWP | Water potential | kPa | 2013-09-11 | present | 0 | 2 | 2 | 20
657 | LEO-C_2_1_2_MPS-2 | MPS-2 | 7 | MWP | Water potential | kPa | 2013-09-11 | present | 1 | 2 | 2 | 20
658 | LEO-C_2_2_2_MPS-2 | MPS-2 | 7 | MWP | Water potential | kPa | 2013-09-11 | present | 2 | 2 | 2 | 20
659 | LEO-C_2_3_2_MPS-2 | MPS-2 | 7 | MWP | Water potential | kPa | 2013-09-11 | present | 3 | 2 | 2 | 20
660 | LEO-C_2_4_2_MPS-2 | MPS-2 | 7 | MWP | Water potential | kPa | 2013-09-11 | present | 4 | 2 | 2 | 20
661 | LEO-C_2_5_2_MPS-2 | MPS-2 | 7 | MWP | Water potential | kPa | 2013-09-11 | present | 5 | 2 | 2 | 20
662 | LEO-C_4_-5_2_MPS-2 | MPS-2 | 7 | MWP | Water potential | kPa | 2013-09-11 | present | -5 | 4 | 2 | 20
663 | LEO-C_4_-4_2_MPS-2 | MPS-2 | 7 | MWP | Water potential | kPa | 2013-09-11 | present | -4 | 4 | 2 | 20
664 | LEO-C_4_-3_2_MPS-2 | MPS-2 | 7 | MWP | Water potential | kPa | 2013-09-11 | present | -3 | 4 | 2 | 20
665 | LEO-C_4_-2_2_MPS-2 | MPS-2 | 7 | MWP | Water potential | kPa | 2013-09-11 | present | -2 | 4 | 2 | 20
666 | LEO-C_4_-1_2_MPS-2 | MPS-2 | 7 | MWP | Water potential | kPa | 2013-09-23 | 2025-06-26 | -1 | 4 | 2 | 20
667 | LEO-C_4_0_2_MPS-2 | MPS-2 | 7 | MWP | Water potential | kPa | 2013-09-11 | present | 0 | 4 | 2 | 20
668 | LEO-C_4_1_2_MPS-2 | MPS-2 | 7 | MWP | Water potential | kPa | 2013-09-11 | present | 1 | 4 | 2 | 20
669 | LEO-C_4_2_2_MPS-2 | MPS-2 | 7 | MWP | Water potential | kPa | 2013-09-11 | present | 2 | 4 | 2 | 20
670 | LEO-C_4_3_2_MPS-2 | MPS-2 | 7 | MWP | Water potential | kPa | 2013-09-11 | present | 3 | 4 | 2 | 20
671 | LEO-C_4_4_2_MPS-2 | MPS-2 | 7 | MWP | Water potential | kPa | 2013-09-11 | present | 4 | 4 | 2 | 20
672 | LEO-C_4_5_2_MPS-2 | MPS-2 | 7 | MWP | Water potential | kPa | 2013-09-11 | present | 5 | 4 | 2 | 20
673 | LEO-C_6_-5_2_MPS-2 | MPS-2 | 7 | MWP | Water potential | kPa | 2013-09-11 | 2023-04-08 | -5 | 6 | 2 | 20
674 | LEO-C_6_-4_2_MPS-2 | MPS-2 | 7 | MWP | Water potential | kPa | 2013-09-11 | present | -4 | 6 | 2 | 20
675 | LEO-C_6_-3_2_MPS-2 | MPS-2 | 7 | MWP | Water potential | kPa | 2013-09-11 | present | -3 | 6 | 2 | 20
676 | LEO-C_6_-2_2_MPS-2 | MPS-2 | 7 | MWP | Water potential | kPa | 2013-09-11 | 2015-05-05 | -2 | 6 | 2 | 20
677 | LEO-C_6_-1_2_MPS-2 | MPS-2 | 7 | MWP | Water potential | kPa | 2013-09-11 | 2020-01-16 | -1 | 6 | 2 | 20
678 | LEO-C_6_0_2_MPS-2 | MPS-2 | 7 | MWP | Water potential | kPa | 2013-09-11 | present | 0 | 6 | 2 | 20
679 | LEO-C_6_1_2_MPS-2 | MPS-2 | 7 | MWP | Water potential | kPa | 2013-09-11 | present | 1 | 6 | 2 | 20
680 | LEO-C_6_2_2_MPS-2 | MPS-2 | 7 | MWP | Water potential | kPa | 2013-09-11 | present | 2 | 6 | 2 | 20
681 | LEO-C_6_3_2_MPS-2 | MPS-2 | 7 | MWP | Water potential | kPa | 2013-09-11 | present | 3 | 6 | 2 | 20
682 | LEO-C_6_4_2_MPS-2 | MPS-2 | 7 | MWP | Water potential | kPa | 2013-09-11 | present | 4 | 6 | 2 | 20
683 | LEO-C_6_5_2_MPS-2 | MPS-2 | 7 | MWP | Water potential | kPa | 2013-09-11 | present | 5 | 6 | 2 | 20
684 | LEO-C_8_-5_2_MPS-2 | MPS-2 | 7 | MWP | Water potential | kPa | 2013-09-11 | present | -5 | 8 | 2 | 20
685 | LEO-C_8_-4_2_MPS-2 | MPS-2 | 7 | MWP | Water potential | kPa | 2013-09-11 | 2019-07-26 | -4 | 8 | 2 | 20
686 | LEO-C_8_-3_2_MPS-2 | MPS-2 | 7 | MWP | Water potential | kPa | 2013-09-11 | present | -3 | 8 | 2 | 20
687 | LEO-C_8_-2_2_MPS-2 | MPS-2 | 7 | MWP | Water potential | kPa | 2013-09-11 | present | -2 | 8 | 2 | 20
688 | LEO-C_8_-1_2_MPS-2 | MPS-2 | 7 | MWP | Water potential | kPa | 2013-09-11 | 2025-03-31 | -1 | 8 | 2 | 20
689 | LEO-C_8_0_2_MPS-2 | MPS-2 | 7 | MWP | Water potential | kPa | 2013-09-11 | present | 0 | 8 | 2 | 20
690 | LEO-C_8_1_2_MPS-2 | MPS-2 | 7 | MWP | Water potential | kPa | 2013-09-11 | present | 1 | 8 | 2 | 20
691 | LEO-C_8_2_2_MPS-2 | MPS-2 | 7 | MWP | Water potential | kPa | 2013-09-11 | present | 2 | 8 | 2 | 20
692 | LEO-C_8_3_2_MPS-2 | MPS-2 | 7 | MWP | Water potential | kPa | 2013-09-11 | present | 3 | 8 | 2 | 20
693 | LEO-C_8_4_2_MPS-2 | MPS-2 | 7 | MWP | Water potential | kPa | 2013-09-11 | 2021-01-09 | 4 | 8 | 2 | 20
694 | LEO-C_8_5_2_MPS-2 | MPS-2 | 7 | MWP | Water potential | kPa | 2013-09-11 | present | 5 | 8 | 2 | 20
695 | LEO-C_10_-5_2_MPS-2 | MPS-2 | 7 | MWP | Water potential | kPa | 2013-09-11 | present | -5 | 10 | 2 | 20
696 | LEO-C_10_-4_2_MPS-2 | MPS-2 | 7 | MWP | Water potential | kPa | 2013-09-11 | present | -4 | 10 | 2 | 20
697 | LEO-C_10_-3_2_MPS-2 | MPS-2 | 7 | MWP | Water potential | kPa | 2013-09-11 | present | -3 | 10 | 2 | 20
698 | LEO-C_10_-2_2_MPS-2 | MPS-2 | 7 | MWP | Water potential | kPa | 2013-09-11 | present | -2 | 10 | 2 | 20
699 | LEO-C_10_-1_2_MPS-2 | MPS-2 | 7 | MWP | Water potential | kPa | 2013-09-11 | present | -1 | 10 | 2 | 20
700 | LEO-C_10_0_2_MPS-2 | MPS-2 | 7 | MWP | Water potential | kPa | 2013-09-11 | present | 0 | 10 | 2 | 20
701 | LEO-C_10_1_2_MPS-2 | MPS-2 | 7 | MWP | Water potential | kPa | 2013-09-11 | 2021-07-08 | 1 | 10 | 2 | 20
702 | LEO-C_10_2_2_MPS-2 | MPS-2 | 7 | MWP | Water potential | kPa | 2013-09-11 | present | 2 | 10 | 2 | 20
703 | LEO-C_10_3_2_MPS-2 | MPS-2 | 7 | MWP | Water potential | kPa | 2013-09-11 | present | 3 | 10 | 2 | 20
704 | LEO-C_10_4_2_MPS-2 | MPS-2 | 7 | MWP | Water potential | kPa | 2013-09-11 | present | 4 | 10 | 2 | 20
705 | LEO-C_10_5_2_MPS-2 | MPS-2 | 7 | MWP | Water potential | kPa | 2013-09-11 | 2018-07-26 | 5 | 10 | 2 | 20
706 | LEO-C_12_-5_2_MPS-2 | MPS-2 | 7 | MWP | Water potential | kPa | 2013-09-11 | present | -5 | 12 | 2 | 20
707 | LEO-C_12_-4_2_MPS-2 | MPS-2 | 7 | MWP | Water potential | kPa | 2013-09-11 | present | -4 | 12 | 2 | 20
708 | LEO-C_12_-3_2_MPS-2 | MPS-2 | 7 | MWP | Water potential | kPa | 2013-09-11 | 2018-08-15 | -3 | 12 | 2 | 20
709 | LEO-C_12_-2_2_MPS-2 | MPS-2 | 7 | MWP | Water potential | kPa | 2013-09-11 | present | -2 | 12 | 2 | 20
710 | LEO-C_12_-1_2_MPS-2 | MPS-2 | 7 | MWP | Water potential | kPa | 2013-09-11 | present | -1 | 12 | 2 | 20
711 | LEO-C_12_0_2_MPS-2 | MPS-2 | 7 | MWP | Water potential | kPa | 2013-09-11 | present | 0 | 12 | 2 | 20
712 | LEO-C_12_1_2_MPS-2 | MPS-2 | 7 | MWP | Water potential | kPa | 2013-09-11 | present | 1 | 12 | 2 | 20
713 | LEO-C_12_2_2_MPS-2 | MPS-2 | 7 | MWP | Water potential | kPa | 2013-09-11 | present | 2 | 12 | 2 | 20
714 | LEO-C_12_3_2_MPS-2 | MPS-2 | 7 | MWP | Water potential | kPa | 2013-09-11 | present | 3 | 12 | 2 | 20
715 | LEO-C_12_4_2_MPS-2 | MPS-2 | 7 | MWP | Water potential | kPa | 2013-09-11 | 2024-05-18 | 4 | 12 | 2 | 20
716 | LEO-C_12_5_2_MPS-2 | MPS-2 | 7 | MWP | Water potential | kPa | 2013-09-11 | 2024-03-01 | 5 | 12 | 2 | 20
717 | LEO-C_14_-5_2_MPS-2 | MPS-2 | 7 | MWP | Water potential | kPa | 2013-09-11 | present | -5 | 14 | 2 | 20
718 | LEO-C_14_-4_2_MPS-2 | MPS-2 | 7 | MWP | Water potential | kPa | 2013-09-11 | present | -4 | 14 | 2 | 20
719 | LEO-C_14_-3_2_MPS-2 | MPS-2 | 7 | MWP | Water potential | kPa | 2013-09-11 | present | -3 | 14 | 2 | 20
720 | LEO-C_14_-2_2_MPS-2 | MPS-2 | 7 | MWP | Water potential | kPa | 2013-09-11 | 2017-11-15 | -2 | 14 | 2 | 20
721 | LEO-C_14_-1_2_MPS-2 | MPS-2 | 7 | MWP | Water potential | kPa | 2013-09-11 | present | -1 | 14 | 2 | 20
722 | LEO-C_14_0_2_MPS-2 | MPS-2 | 7 | MWP | Water potential | kPa | 2013-09-11 | 2018-08-15 | 0 | 14 | 2 | 20
723 | LEO-C_14_1_2_MPS-2 | MPS-2 | 7 | MWP | Water potential | kPa | 2013-09-11 | present | 1 | 14 | 2 | 20
724 | LEO-C_14_2_2_MPS-2 | MPS-2 | 7 | MWP | Water potential | kPa | 2013-09-11 | present | 2 | 14 | 2 | 20
725 | LEO-C_14_3_2_MPS-2 | MPS-2 | 7 | MWP | Water potential | kPa | 2013-09-11 | 2021-07-20 | 3 | 14 | 2 | 20
726 | LEO-C_14_4_2_MPS-2 | MPS-2 | 7 | MWP | Water potential | kPa | 2013-09-11 | present | 4 | 14 | 2 | 20
727 | LEO-C_14_5_2_MPS-2 | MPS-2 | 7 | MWP | Water potential | kPa | 2013-09-11 | 2017-02-04 | 5 | 14 | 2 | 20
728 | LEO-C_16_-5_2_MPS-2 | MPS-2 | 7 | MWP | Water potential | kPa | 2013-09-11 | present | -5 | 16 | 2 | 20
729 | LEO-C_16_-4_2_MPS-2 | MPS-2 | 7 | MWP | Water potential | kPa | 2013-09-11 | 2017-11-28 | -4 | 16 | 2 | 20
730 | LEO-C_16_-3_2_MPS-2 | MPS-2 | 7 | MWP | Water potential | kPa | 2013-09-11 | present | -3 | 16 | 2 | 20
731 | LEO-C_16_-2_2_MPS-2 | MPS-2 | 7 | MWP | Water potential | kPa | 2013-09-11 | present | -2 | 16 | 2 | 20
732 | LEO-C_16_-1_2_MPS-2 | MPS-2 | 7 | MWP | Water potential | kPa | 2013-09-11 | 2022-04-26 | -1 | 16 | 2 | 20
733 | LEO-C_16_0_2_MPS-2 | MPS-2 | 7 | MWP | Water potential | kPa | 2013-09-11 | present | 0 | 16 | 2 | 20
734 | LEO-C_16_1_2_MPS-2 | MPS-2 | 7 | MWP | Water potential | kPa | 2013-09-11 | present | 1 | 16 | 2 | 20
735 | LEO-C_16_2_2_MPS-2 | MPS-2 | 7 | MWP | Water potential | kPa | 2013-09-11 | present | 2 | 16 | 2 | 20
736 | LEO-C_16_3_2_MPS-2 | MPS-2 | 7 | MWP | Water potential | kPa | 2013-09-11 | 2018-03-28 | 3 | 16 | 2 | 20
737 | LEO-C_16_4_2_MPS-2 | MPS-2 | 7 | MWP | Water potential | kPa | 2013-09-11 | present | 4 | 16 | 2 | 20
738 | LEO-C_16_5_2_MPS-2 | MPS-2 | 7 | MWP | Water potential | kPa | 2013-09-11 | present | 5 | 16 | 2 | 20
739 | LEO-C_18_-5_2_MPS-2 | MPS-2 | 7 | MWP | Water potential | kPa | 2013-09-11 | present | -5 | 18 | 2 | 20
740 | LEO-C_18_-4_2_MPS-2 | MPS-2 | 7 | MWP | Water potential | kPa | 2013-09-11 | present | -4 | 18 | 2 | 20
741 | LEO-C_18_-3_2_MPS-2 | MPS-2 | 7 | MWP | Water potential | kPa | 2013-09-11 | 2019-04-19 | -3 | 18 | 2 | 20
742 | LEO-C_18_-2_2_MPS-2 | MPS-2 | 7 | MWP | Water potential | kPa | 2013-09-11 | present | -2 | 18 | 2 | 20
743 | LEO-C_18_-1_2_MPS-2 | MPS-2 | 7 | MWP | Water potential | kPa | 2013-09-11 | present | -1 | 18 | 2 | 20
744 | LEO-C_18_0_2_MPS-2 | MPS-2 | 7 | MWP | Water potential | kPa | 2013-09-11 | present | 0 | 18 | 2 | 20
745 | LEO-C_18_1_2_MPS-2 | MPS-2 | 7 | MWP | Water potential | kPa | 2013-09-11 | present | 1 | 18 | 2 | 20
746 | LEO-C_18_2_2_MPS-2 | MPS-2 | 7 | MWP | Water potential | kPa | 2013-09-11 | 2025-02-19 | 2 | 18 | 2 | 20
747 | LEO-C_18_3_2_MPS-2 | MPS-2 | 7 | MWP | Water potential | kPa | 2013-09-11 | 2023-02-24 | 3 | 18 | 2 | 20
748 | LEO-C_18_4_2_MPS-2 | MPS-2 | 7 | MWP | Water potential | kPa | 2013-09-11 | 2025-12-27 | 4 | 18 | 2 | 20
749 | LEO-C_18_5_2_MPS-2 | MPS-2 | 7 | MWP | Water potential | kPa | 2013-09-11 | 2019-04-19 | 5 | 18 | 2 | 20
750 | LEO-C_20_-5_2_MPS-2 | MPS-2 | 7 | MWP | Water potential | kPa | 2013-09-11 | 2015-08-05 | -5 | 20 | 2 | 20
751 | LEO-C_20_-4_2_MPS-2 | MPS-2 | 7 | MWP | Water potential | kPa | 2013-09-11 | present | -4 | 20 | 2 | 20
752 | LEO-C_20_-3_2_MPS-2 | MPS-2 | 7 | MWP | Water potential | kPa | 2013-09-11 | present | -3 | 20 | 2 | 20
753 | LEO-C_20_-2_2_MPS-2 | MPS-2 | 7 | MWP | Water potential | kPa | 2013-09-11 | present | -2 | 20 | 2 | 20
754 | LEO-C_20_-1_2_MPS-2 | MPS-2 | 7 | MWP | Water potential | kPa | 2013-09-11 | present | -1 | 20 | 2 | 20
755 | LEO-C_20_0_2_MPS-2 | MPS-2 | 7 | MWP | Water potential | kPa | 2013-09-11 | present | 0 | 20 | 2 | 20
756 | LEO-C_20_1_2_MPS-2 | MPS-2 | 7 | MWP | Water potential | kPa | 2013-09-11 | present | 1 | 20 | 2 | 20
757 | LEO-C_20_2_2_MPS-2 | MPS-2 | 7 | MWP | Water potential | kPa | 2013-09-11 | 2023-12-13 | 2 | 20 | 2 | 20
758 | LEO-C_20_3_2_MPS-2 | MPS-2 | 7 | MWP | Water potential | kPa | 2013-09-11 | present | 3 | 20 | 2 | 20
759 | LEO-C_20_4_2_MPS-2 | MPS-2 | 7 | MWP | Water potential | kPa | 2013-09-11 | 2025-03-24 | 4 | 20 | 2 | 20
760 | LEO-C_20_5_2_MPS-2 | MPS-2 | 7 | MWP | Water potential | kPa | 2013-09-11 | 2024-04-06 | 5 | 20 | 2 | 20
761 | LEO-C_22_-5_2_MPS-2 | MPS-2 | 7 | MWP | Water potential | kPa | 2013-09-11 | present | -5 | 22 | 2 | 20
762 | LEO-C_22_-4_2_MPS-2 | MPS-2 | 7 | MWP | Water potential | kPa | 2013-09-11 | present | -4 | 22 | 2 | 20
763 | LEO-C_22_-3_2_MPS-2 | MPS-2 | 7 | MWP | Water potential | kPa | 2013-09-11 | 2021-09-15 | -3 | 22 | 2 | 20
764 | LEO-C_22_-2_2_MPS-2 | MPS-2 | 7 | MWP | Water potential | kPa | 2013-09-11 | present | -2 | 22 | 2 | 20
765 | LEO-C_22_-1_2_MPS-2 | MPS-2 | 7 | MWP | Water potential | kPa | 2013-09-11 | 2024-05-07 | -1 | 22 | 2 | 20
766 | LEO-C_22_0_2_MPS-2 | MPS-2 | 7 | MWP | Water potential | kPa | 2013-09-11 | present | 0 | 22 | 2 | 20
767 | LEO-C_22_1_2_MPS-2 | MPS-2 | 7 | MWP | Water potential | kPa | 2013-09-11 | 2023-06-10 | 1 | 22 | 2 | 20
768 | LEO-C_22_2_2_MPS-2 | MPS-2 | 7 | MWP | Water potential | kPa | 2013-09-11 | present | 2 | 22 | 2 | 20
769 | LEO-C_22_3_2_MPS-2 | MPS-2 | 7 | MWP | Water potential | kPa | 2013-09-11 | present | 3 | 22 | 2 | 20
770 | LEO-C_22_4_2_MPS-2 | MPS-2 | 7 | MWP | Water potential | kPa | 2013-09-11 | 2025-08-02 | 4 | 22 | 2 | 20
771 | LEO-C_22_5_2_MPS-2 | MPS-2 | 7 | MWP | Water potential | kPa | 2014-07-09 | present | 5 | 22 | 2 | 20
772 | LEO-C_24_-5_2_MPS-2 | MPS-2 | 7 | MWP | Water potential | kPa | 2013-09-11 | 2018-03-06 | -5 | 24 | 2 | 20
773 | LEO-C_24_-4_2_MPS-2 | MPS-2 | 7 | MWP | Water potential | kPa | 2013-09-11 | present | -4 | 24 | 2 | 20
774 | LEO-C_24_-3_2_MPS-2 | MPS-2 | 7 | MWP | Water potential | kPa | 2013-09-11 | present | -3 | 24 | 2 | 20
775 | LEO-C_24_-2_2_MPS-2 | MPS-2 | 7 | MWP | Water potential | kPa | 2013-09-11 | 2025-02-19 | -2 | 24 | 2 | 20
776 | LEO-C_24_-1_2_MPS-2 | MPS-2 | 7 | MWP | Water potential | kPa | 2013-09-11 | 2014-06-20 | -1 | 24 | 2 | 20
777 | LEO-C_24_0_2_MPS-2 | MPS-2 | 7 | MWP | Water potential | kPa | 2013-09-11 | present | 0 | 24 | 2 | 20
778 | LEO-C_24_1_2_MPS-2 | MPS-2 | 7 | MWP | Water potential | kPa | 2013-09-11 | 2025-06-06 | 1 | 24 | 2 | 20
779 | LEO-C_24_2_2_MPS-2 | MPS-2 | 7 | MWP | Water potential | kPa | 2013-09-11 | 2023-04-08 | 2 | 24 | 2 | 20
780 | LEO-C_24_3_2_MPS-2 | MPS-2 | 7 | MWP | Water potential | kPa | 2013-09-11 | 2025-03-17 | 3 | 24 | 2 | 20
781 | LEO-C_24_4_2_MPS-2 | MPS-2 | 7 | MWP | Water potential | kPa | 2013-09-11 | 2025-06-27 | 4 | 24 | 2 | 20
782 | LEO-C_24_5_2_MPS-2 | MPS-2 | 7 | MWP | Water potential | kPa | 2013-09-11 | 2018-04-10 | 5 | 24 | 2 | 20
783 | LEO-C_26_-5_2_MPS-2 | MPS-2 | 7 | MWP | Water potential | kPa | 2013-09-11 | present | -5 | 26 | 2 | 20
784 | LEO-C_26_-4_2_MPS-2 | MPS-2 | 7 | MWP | Water potential | kPa | 2013-09-11 | present | -4 | 26 | 2 | 20
785 | LEO-C_26_-3_2_MPS-2 | MPS-2 | 7 | MWP | Water potential | kPa | 2013-09-11 | present | -3 | 26 | 2 | 20
786 | LEO-C_26_-2_2_MPS-2 | MPS-2 | 7 | MWP | Water potential | kPa | 2013-09-11 | 2022-09-08 | -2 | 26 | 2 | 20
787 | LEO-C_26_-1_2_MPS-2 | MPS-2 | 7 | MWP | Water potential | kPa | 2013-09-11 | 2019-09-06 | -1 | 26 | 2 | 20
788 | LEO-C_26_0_2_MPS-2 | MPS-2 | 7 | MWP | Water potential | kPa | 2013-09-11 | 2023-04-11 | 0 | 26 | 2 | 20
789 | LEO-C_26_1_2_MPS-2 | MPS-2 | 7 | MWP | Water potential | kPa | 2013-09-11 | 2025-03-25 | 1 | 26 | 2 | 20
790 | LEO-C_26_2_2_MPS-2 | MPS-2 | 7 | MWP | Water potential | kPa | 2013-09-11 | present | 2 | 26 | 2 | 20
791 | LEO-C_26_3_2_MPS-2 | MPS-2 | 7 | MWP | Water potential | kPa | 2013-09-11 | present | 3 | 26 | 2 | 20
792 | LEO-C_26_4_2_MPS-2 | MPS-2 | 7 | MWP | Water potential | kPa | 2013-09-11 | present | 4 | 26 | 2 | 20
793 | LEO-C_26_5_2_MPS-2 | MPS-2 | 7 | MWP | Water potential | kPa | 2013-09-11 | present | 5 | 26 | 2 | 20
794 | LEO-C_28_-5_2_MPS-2 | MPS-2 | 7 | MWP | Water potential | kPa | 2013-09-11 | present | -5 | 28 | 2 | 20
795 | LEO-C_28_-4_2_MPS-2 | MPS-2 | 7 | MWP | Water potential | kPa | 2013-09-11 | present | -4 | 28 | 2 | 20
796 | LEO-C_28_-3_2_MPS-2 | MPS-2 | 7 | MWP | Water potential | kPa | 2013-09-11 | present | -3 | 28 | 2 | 20
797 | LEO-C_28_-2_2_MPS-2 | MPS-2 | 7 | MWP | Water potential | kPa | 2013-09-11 | 2018-04-10 | -2 | 28 | 2 | 20
798 | LEO-C_28_-1_2_MPS-2 | MPS-2 | 7 | MWP | Water potential | kPa | 2013-09-11 | present | -1 | 28 | 2 | 20
799 | LEO-C_28_0_2_MPS-2 | MPS-2 | 7 | MWP | Water potential | kPa | 2013-09-11 | 2025-02-19 | 0 | 28 | 2 | 20
800 | LEO-C_28_1_2_MPS-2 | MPS-2 | 7 | MWP | Water potential | kPa | 2013-09-11 | present | 1 | 28 | 2 | 20
801 | LEO-C_28_2_2_MPS-2 | MPS-2 | 7 | MWP | Water potential | kPa | 2013-09-11 | present | 2 | 28 | 2 | 20
802 | LEO-C_28_3_2_MPS-2 | MPS-2 | 7 | MWP | Water potential | kPa | 2013-09-11 | 2020-08-02 | 3 | 28 | 2 | 20
803 | LEO-C_28_4_2_MPS-2 | MPS-2 | 7 | MWP | Water potential | kPa | 2013-09-11 | 2021-08-06 | 4 | 28 | 2 | 20
804 | LEO-C_28_5_2_MPS-2 | MPS-2 | 7 | MWP | Water potential | kPa | 2013-09-11 | 2017-11-07 | 5 | 28 | 2 | 20
805 | LEO-C_2_-5_3_MPS-2 | MPS-2 | 7 | MWP | Water potential | kPa | 2013-09-11 | present | -5 | 2 | 3 | 35
806 | LEO-C_2_-3_3_MPS-2 | MPS-2 | 7 | MWP | Water potential | kPa | 2013-09-11 | 2018-08-15 | -3 | 2 | 3 | 35
807 | LEO-C_2_-1_3_MPS-2 | MPS-2 | 7 | MWP | Water potential | kPa | 2013-09-11 | present | -1 | 2 | 3 | 35
808 | LEO-C_2_1_3_MPS-2 | MPS-2 | 7 | MWP | Water potential | kPa | 2013-09-11 | present | 1 | 2 | 3 | 35
809 | LEO-C_2_3_3_MPS-2 | MPS-2 | 7 | MWP | Water potential | kPa | 2013-09-11 | 2024-06-15 | 3 | 2 | 3 | 35
810 | LEO-C_2_5_3_MPS-2 | MPS-2 | 7 | MWP | Water potential | kPa | 2013-09-11 | present | 5 | 2 | 3 | 35
811 | LEO-C_4_-4_3_MPS-2 | MPS-2 | 7 | MWP | Water potential | kPa | 2013-09-11 | 2021-05-12 | -4 | 4 | 3 | 35
812 | LEO-C_4_-2_3_MPS-2 | MPS-2 | 7 | MWP | Water potential | kPa | 2013-09-11 | present | -2 | 4 | 3 | 35
813 | LEO-C_4_2_3_MPS-2 | MPS-2 | 7 | MWP | Water potential | kPa | 2013-09-11 | present | 2 | 4 | 3 | 35
814 | LEO-C_4_4_3_MPS-2 | MPS-2 | 7 | MWP | Water potential | kPa | 2013-09-11 | 2024-09-22 | 4 | 4 | 3 | 35
815 | LEO-C_6_-5_3_MPS-2 | MPS-2 | 7 | MWP | Water potential | kPa | 2013-09-11 | present | -5 | 6 | 3 | 35
816 | LEO-C_6_-3_3_MPS-2 | MPS-2 | 7 | MWP | Water potential | kPa | 2013-09-11 | present | -3 | 6 | 3 | 35
817 | LEO-C_6_-1_3_MPS-2 | MPS-2 | 7 | MWP | Water potential | kPa | 2013-09-11 | present | -1 | 6 | 3 | 35
818 | LEO-C_6_1_3_MPS-2 | MPS-2 | 7 | MWP | Water potential | kPa | 2013-09-11 | present | 1 | 6 | 3 | 35
819 | LEO-C_6_3_3_MPS-2 | MPS-2 | 7 | MWP | Water potential | kPa | 2013-09-11 | present | 3 | 6 | 3 | 35
820 | LEO-C_6_5_3_MPS-2 | MPS-2 | 7 | MWP | Water potential | kPa | 2013-09-11 | 2025-03-19 | 5 | 6 | 3 | 35
821 | LEO-C_8_-4_3_MPS-2 | MPS-2 | 7 | MWP | Water potential | kPa | 2013-09-11 | 2021-06-13 | -4 | 8 | 3 | 35
822 | LEO-C_8_-2_3_MPS-2 | MPS-2 | 7 | MWP | Water potential | kPa | 2013-09-11 | present | -2 | 8 | 3 | 35
823 | LEO-C_8_0_3_MPS-2 | MPS-2 | 7 | MWP | Water potential | kPa | 2013-09-11 | present | 0 | 8 | 3 | 35
824 | LEO-C_8_2_3_MPS-2 | MPS-2 | 7 | MWP | Water potential | kPa | 2013-09-11 | 2025-07-10 | 2 | 8 | 3 | 35
825 | LEO-C_8_4_3_MPS-2 | MPS-2 | 7 | MWP | Water potential | kPa | 2013-09-11 | present | 4 | 8 | 3 | 35
826 | LEO-C_10_-5_3_MPS-2 | MPS-2 | 7 | MWP | Water potential | kPa | 2013-09-11 | present | -5 | 10 | 3 | 35
827 | LEO-C_10_-3_3_MPS-2 | MPS-2 | 7 | MWP | Water potential | kPa | 2013-09-11 | present | -3 | 10 | 3 | 35
828 | LEO-C_10_-1_3_MPS-2 | MPS-2 | 7 | MWP | Water potential | kPa | 2013-09-11 | present | -1 | 10 | 3 | 35
829 | LEO-C_10_1_3_MPS-2 | MPS-2 | 7 | MWP | Water potential | kPa | 2013-09-11 | present | 1 | 10 | 3 | 35
830 | LEO-C_10_3_3_MPS-2 | MPS-2 | 7 | MWP | Water potential | kPa | 2013-09-11 | present | 3 | 10 | 3 | 35
831 | LEO-C_10_5_3_MPS-2 | MPS-2 | 7 | MWP | Water potential | kPa | 2013-09-11 | present | 5 | 10 | 3 | 35
832 | LEO-C_12_-2_3_MPS-2 | MPS-2 | 7 | MWP | Water potential | kPa | 2013-09-11 | 2025-03-31 | -2 | 12 | 3 | 35
833 | LEO-C_12_0_3_MPS-2 | MPS-2 | 7 | MWP | Water potential | kPa | 2013-09-11 | present | 0 | 12 | 3 | 35
834 | LEO-C_12_2_3_MPS-2 | MPS-2 | 7 | MWP | Water potential | kPa | 2013-09-11 | present | 2 | 12 | 3 | 35
835 | LEO-C_12_4_3_MPS-2 | MPS-2 | 7 | MWP | Water potential | kPa | 2013-09-11 | 2025-03-27 | 4 | 12 | 3 | 35
836 | LEO-C_14_-5_3_MPS-2 | MPS-2 | 7 | MWP | Water potential | kPa | 2013-09-11 | present | -5 | 14 | 3 | 35
837 | LEO-C_14_-3_3_MPS-2 | MPS-2 | 7 | MWP | Water potential | kPa | 2013-09-11 | 2017-11-07 | -3 | 14 | 3 | 35
838 | LEO-C_14_-1_3_MPS-2 | MPS-2 | 7 | MWP | Water potential | kPa | 2013-09-11 | present | -1 | 14 | 3 | 35
839 | LEO-C_14_1_3_MPS-2 | MPS-2 | 7 | MWP | Water potential | kPa | 2013-09-11 | 2021-08-26 | 1 | 14 | 3 | 35
840 | LEO-C_14_3_3_MPS-2 | MPS-2 | 7 | MWP | Water potential | kPa | 2013-09-11 | present | 3 | 14 | 3 | 35
841 | LEO-C_14_5_3_MPS-2 | MPS-2 | 7 | MWP | Water potential | kPa | 2013-09-11 | 2025-05-22 | 5 | 14 | 3 | 35
842 | LEO-C_16_-4_3_MPS-2 | MPS-2 | 7 | MWP | Water potential | kPa | 2013-09-11 | present | -4 | 16 | 3 | 35
843 | LEO-C_16_-2_3_MPS-2 | MPS-2 | 7 | MWP | Water potential | kPa | 2013-09-11 | present | -2 | 16 | 3 | 35
844 | LEO-C_16_0_3_MPS-2 | MPS-2 | 7 | MWP | Water potential | kPa | 2013-09-11 | present | 0 | 16 | 3 | 35
845 | LEO-C_16_2_3_MPS-2 | MPS-2 | 7 | MWP | Water potential | kPa | 2013-09-11 | present | 2 | 16 | 3 | 35
846 | LEO-C_16_4_3_MPS-2 | MPS-2 | 7 | MWP | Water potential | kPa | 2013-09-11 | present | 4 | 16 | 3 | 35
847 | LEO-C_18_-5_3_MPS-2 | MPS-2 | 7 | MWP | Water potential | kPa | 2013-09-11 | present | -5 | 18 | 3 | 35
848 | LEO-C_18_-3_3_MPS-2 | MPS-2 | 7 | MWP | Water potential | kPa | 2013-09-11 | present | -3 | 18 | 3 | 35
849 | LEO-C_18_-1_3_MPS-2 | MPS-2 | 7 | MWP | Water potential | kPa | 2013-09-11 | present | -1 | 18 | 3 | 35
850 | LEO-C_18_1_3_MPS-2 | MPS-2 | 7 | MWP | Water potential | kPa | 2013-09-11 | present | 1 | 18 | 3 | 35
851 | LEO-C_18_3_3_MPS-2 | MPS-2 | 7 | MWP | Water potential | kPa | 2013-09-11 | 2021-10-23 | 3 | 18 | 3 | 35
852 | LEO-C_18_5_3_MPS-2 | MPS-2 | 7 | MWP | Water potential | kPa | 2013-09-11 | 2020-07-29 | 5 | 18 | 3 | 35
853 | LEO-C_20_-4_3_MPS-2 | MPS-2 | 7 | MWP | Water potential | kPa | 2013-09-11 | 2025-04-03 | -4 | 20 | 3 | 35
854 | LEO-C_20_-2_3_MPS-2 | MPS-2 | 7 | MWP | Water potential | kPa | 2013-09-11 | present | -2 | 20 | 3 | 35
855 | LEO-C_20_0_3_MPS-2 | MPS-2 | 7 | MWP | Water potential | kPa | 2013-09-11 | 2025-02-19 | 0 | 20 | 3 | 35
856 | LEO-C_20_2_3_MPS-2 | MPS-2 | 7 | MWP | Water potential | kPa | 2013-09-11 | present | 2 | 20 | 3 | 35
857 | LEO-C_20_4_3_MPS-2 | MPS-2 | 7 | MWP | Water potential | kPa | 2013-09-11 | 2025-03-24 | 4 | 20 | 3 | 35
858 | LEO-C_22_-5_3_MPS-2 | MPS-2 | 7 | MWP | Water potential | kPa | 2013-09-11 | present | -5 | 22 | 3 | 35
859 | LEO-C_22_-3_3_MPS-2 | MPS-2 | 7 | MWP | Water potential | kPa | 2013-09-11 | present | -3 | 22 | 3 | 35
860 | LEO-C_22_-1_3_MPS-2 | MPS-2 | 7 | MWP | Water potential | kPa | 2013-09-11 | present | -1 | 22 | 3 | 35
861 | LEO-C_22_1_3_MPS-2 | MPS-2 | 7 | MWP | Water potential | kPa | 2013-09-11 | present | 1 | 22 | 3 | 35
862 | LEO-C_22_3_3_MPS-2 | MPS-2 | 7 | MWP | Water potential | kPa | 2013-09-11 | present | 3 | 22 | 3 | 35
863 | LEO-C_22_5_3_MPS-2 | MPS-2 | 7 | MWP | Water potential | kPa | 2013-09-11 | present | 5 | 22 | 3 | 35
864 | LEO-C_24_-4_3_MPS-2 | MPS-2 | 7 | MWP | Water potential | kPa | 2013-09-11 | present | -4 | 24 | 3 | 35
865 | LEO-C_24_-2_3_MPS-2 | MPS-2 | 7 | MWP | Water potential | kPa | 2013-09-11 | present | -2 | 24 | 3 | 35
866 | LEO-C_24_0_3_MPS-2 | MPS-2 | 7 | MWP | Water potential | kPa | 2013-09-11 | 2025-02-19 | 0 | 24 | 3 | 35
867 | LEO-C_24_2_3_MPS-2 | MPS-2 | 7 | MWP | Water potential | kPa | 2013-09-11 | 2018-04-13 | 2 | 24 | 3 | 35
868 | LEO-C_24_4_3_MPS-2 | MPS-2 | 7 | MWP | Water potential | kPa | 2013-09-11 | present | 4 | 24 | 3 | 35
869 | LEO-C_26_-5_3_MPS-2 | MPS-2 | 7 | MWP | Water potential | kPa | 2013-09-11 | 2025-07-01 | -5 | 26 | 3 | 35
870 | LEO-C_26_-3_3_MPS-2 | MPS-2 | 7 | MWP | Water potential | kPa | 2013-09-11 | present | -3 | 26 | 3 | 35
871 | LEO-C_26_-1_3_MPS-2 | MPS-2 | 7 | MWP | Water potential | kPa | 2013-09-11 | present | -1 | 26 | 3 | 35
872 | LEO-C_26_1_3_MPS-2 | MPS-2 | 7 | MWP | Water potential | kPa | 2013-09-11 | 2025-03-26 | 1 | 26 | 3 | 35
873 | LEO-C_26_3_3_MPS-2 | MPS-2 | 7 | MWP | Water potential | kPa | 2013-09-11 | 2018-02-28 | 3 | 26 | 3 | 35
874 | LEO-C_26_5_3_MPS-2 | MPS-2 | 7 | MWP | Water potential | kPa | 2013-09-11 | present | 5 | 26 | 3 | 35
875 | LEO-C_28_-4_3_MPS-2 | MPS-2 | 7 | MWP | Water potential | kPa | 2013-09-11 | present | -4 | 28 | 3 | 35
876 | LEO-C_28_-2_3_MPS-2 | MPS-2 | 7 | MWP | Water potential | kPa | 2013-09-11 | present | -2 | 28 | 3 | 35
877 | LEO-C_28_0_3_MPS-2 | MPS-2 | 7 | MWP | Water potential | kPa | 2013-09-11 | present | 0 | 28 | 3 | 35
878 | LEO-C_28_2_3_MPS-2 | MPS-2 | 7 | MWP | Water potential | kPa | 2013-09-11 | present | 2 | 28 | 3 | 35
879 | LEO-C_28_4_3_MPS-2 | MPS-2 | 7 | MWP | Water potential | kPa | 2013-09-11 | present | 4 | 28 | 3 | 35
880 | LEO-C_2_-4_4_MPS-2 | MPS-2 | 7 | MWP | Water potential | kPa | 2013-09-23 | 2024-07-02 | -4 | 2 | 4 | 50
881 | LEO-C_2_-2_4_MPS-2 | MPS-2 | 7 | MWP | Water potential | kPa | 2013-09-11 | present | -2 | 2 | 4 | 50
882 | LEO-C_2_0_4_MPS-2 | MPS-2 | 7 | MWP | Water potential | kPa | 2013-09-11 | present | 0 | 2 | 4 | 50
883 | LEO-C_2_2_4_MPS-2 | MPS-2 | 7 | MWP | Water potential | kPa | 2013-09-11 | present | 2 | 2 | 4 | 50
884 | LEO-C_2_4_4_MPS-2 | MPS-2 | 7 | MWP | Water potential | kPa | 2013-09-11 | present | 4 | 2 | 4 | 50
885 | LEO-C_4_-5_4_MPS-2 | MPS-2 | 7 | MWP | Water potential | kPa | 2013-09-11 | 2025-04-01 | -5 | 4 | 4 | 50
886 | LEO-C_4_-3_4_MPS-2 | MPS-2 | 7 | MWP | Water potential | kPa | 2013-09-11 | present | -3 | 4 | 4 | 50
887 | LEO-C_4_-1_4_MPS-2 | MPS-2 | 7 | MWP | Water potential | kPa | 2013-09-11 | present | -1 | 4 | 4 | 50
888 | LEO-C_4_0_4_MPS-2 | MPS-2 | 7 | MWP | Water potential | kPa | 2013-09-11 | present | 0 | 4 | 4 | 50
889 | LEO-C_4_1_4_MPS-2 | MPS-2 | 7 | MWP | Water potential | kPa | 2013-09-11 | present | 1 | 4 | 4 | 50
890 | LEO-C_4_3_4_MPS-2 | MPS-2 | 7 | MWP | Water potential | kPa | 2013-09-11 | present | 3 | 4 | 4 | 50
891 | LEO-C_4_5_4_MPS-2 | MPS-2 | 7 | MWP | Water potential | kPa | 2013-09-11 | present | 5 | 4 | 4 | 50
892 | LEO-C_6_-4_4_MPS-2 | MPS-2 | 7 | MWP | Water potential | kPa | 2013-09-11 | 2025-03-31 | -4 | 6 | 4 | 50
893 | LEO-C_6_-2_4_MPS-2 | MPS-2 | 7 | MWP | Water potential | kPa | 2013-09-11 | present | -2 | 6 | 4 | 50
894 | LEO-C_6_0_4_MPS-2 | MPS-2 | 7 | MWP | Water potential | kPa | 2013-09-11 | present | 0 | 6 | 4 | 50
895 | LEO-C_6_2_4_MPS-2 | MPS-2 | 7 | MWP | Water potential | kPa | 2013-09-11 | present | 2 | 6 | 4 | 50
896 | LEO-C_6_4_4_MPS-2 | MPS-2 | 7 | MWP | Water potential | kPa | 2013-09-11 | present | 4 | 6 | 4 | 50
897 | LEO-C_8_-5_4_MPS-2 | MPS-2 | 7 | MWP | Water potential | kPa | 2013-09-11 | present | -5 | 8 | 4 | 50
898 | LEO-C_8_-3_4_MPS-2 | MPS-2 | 7 | MWP | Water potential | kPa | 2013-09-11 | present | -3 | 8 | 4 | 50
899 | LEO-C_8_-1_4_MPS-2 | MPS-2 | 7 | MWP | Water potential | kPa | 2013-09-11 | 2017-11-08 | -1 | 8 | 4 | 50
900 | LEO-C_8_1_4_MPS-2 | MPS-2 | 7 | MWP | Water potential | kPa | 2013-09-11 | present | 1 | 8 | 4 | 50
901 | LEO-C_8_3_4_MPS-2 | MPS-2 | 7 | MWP | Water potential | kPa | 2013-09-11 | present | 3 | 8 | 4 | 50
902 | LEO-C_8_5_4_MPS-2 | MPS-2 | 7 | MWP | Water potential | kPa | 2013-09-11 | present | 5 | 8 | 4 | 50
903 | LEO-C_10_-4_4_MPS-2 | MPS-2 | 7 | MWP | Water potential | kPa | 2013-09-11 | present | -4 | 10 | 4 | 50
904 | LEO-C_10_-2_4_MPS-2 | MPS-2 | 7 | MWP | Water potential | kPa | 2013-09-11 | present | -2 | 10 | 4 | 50
905 | LEO-C_10_0_4_MPS-2 | MPS-2 | 7 | MWP | Water potential | kPa | 2013-09-11 | present | 0 | 10 | 4 | 50
906 | LEO-C_10_2_4_MPS-2 | MPS-2 | 7 | MWP | Water potential | kPa | 2013-09-11 | present | 2 | 10 | 4 | 50
907 | LEO-C_10_4_4_MPS-2 | MPS-2 | 7 | MWP | Water potential | kPa | 2013-09-11 | present | 4 | 10 | 4 | 50
908 | LEO-C_12_-5_4_MPS-2 | MPS-2 | 7 | MWP | Water potential | kPa | 2013-09-11 | present | -5 | 12 | 4 | 50
909 | LEO-C_12_-4_3_MPS-2 | MPS-2 | 7 | MWP | Water potential | kPa | 2013-09-11 | present | -4 | 12 | 3 | 35
910 | LEO-C_12_-3_4_MPS-2 | MPS-2 | 7 | MWP | Water potential | kPa | 2013-09-11 | present | -3 | 12 | 4 | 50
911 | LEO-C_12_-1_4_MPS-2 | MPS-2 | 7 | MWP | Water potential | kPa | 2013-09-11 | present | -1 | 12 | 4 | 50
912 | LEO-C_12_1_4_MPS-2 | MPS-2 | 7 | MWP | Water potential | kPa | 2013-09-11 | present | 1 | 12 | 4 | 50
913 | LEO-C_12_3_4_MPS-2 | MPS-2 | 7 | MWP | Water potential | kPa | 2013-09-11 | present | 3 | 12 | 4 | 50
914 | LEO-C_12_5_4_MPS-2 | MPS-2 | 7 | MWP | Water potential | kPa | 2013-09-11 | present | 5 | 12 | 4 | 50
915 | LEO-C_14_-4_4_MPS-2 | MPS-2 | 7 | MWP | Water potential | kPa | 2013-09-11 | present | -4 | 14 | 4 | 50
916 | LEO-C_14_-2_4_MPS-2 | MPS-2 | 7 | MWP | Water potential | kPa | 2013-09-11 | present | -2 | 14 | 4 | 50
917 | LEO-C_14_0_4_MPS-2 | MPS-2 | 7 | MWP | Water potential | kPa | 2013-09-11 | present | 0 | 14 | 4 | 50
918 | LEO-C_14_2_4_MPS-2 | MPS-2 | 7 | MWP | Water potential | kPa | 2013-09-11 | present | 2 | 14 | 4 | 50
919 | LEO-C_14_4_4_MPS-2 | MPS-2 | 7 | MWP | Water potential | kPa | 2013-09-11 | present | 4 | 14 | 4 | 50
920 | LEO-C_16_-5_4_MPS-2 | MPS-2 | 7 | MWP | Water potential | kPa | 2013-09-11 | 2022-03-16 | -5 | 16 | 4 | 50
921 | LEO-C_16_-3_4_MPS-2 | MPS-2 | 7 | MWP | Water potential | kPa | 2013-09-11 | present | -3 | 16 | 4 | 50
922 | LEO-C_16_-1_4_MPS-2 | MPS-2 | 7 | MWP | Water potential | kPa | 2013-09-11 | present | -1 | 16 | 4 | 50
923 | LEO-C_16_1_4_MPS-2 | MPS-2 | 7 | MWP | Water potential | kPa | 2013-09-11 | present | 1 | 16 | 4 | 50
924 | LEO-C_16_3_4_MPS-2 | MPS-2 | 7 | MWP | Water potential | kPa | 2013-09-11 | present | 3 | 16 | 4 | 50
925 | LEO-C_16_5_4_MPS-2 | MPS-2 | 7 | MWP | Water potential | kPa | 2013-09-11 | present | 5 | 16 | 4 | 50
926 | LEO-C_18_-4_4_MPS-2 | MPS-2 | 7 | MWP | Water potential | kPa | 2013-09-11 | 2025-09-19 | -4 | 18 | 4 | 50
927 | LEO-C_18_-2_4_MPS-2 | MPS-2 | 7 | MWP | Water potential | kPa | 2013-09-11 | present | -2 | 18 | 4 | 50
928 | LEO-C_18_0_4_MPS-2 | MPS-2 | 7 | MWP | Water potential | kPa | 2013-09-11 | present | 0 | 18 | 4 | 50
929 | LEO-C_18_2_4_MPS-2 | MPS-2 | 7 | MWP | Water potential | kPa | 2013-09-11 | present | 2 | 18 | 4 | 50
930 | LEO-C_18_4_4_MPS-2 | MPS-2 | 7 | MWP | Water potential | kPa | 2013-09-11 | present | 4 | 18 | 4 | 50
931 | LEO-C_20_-5_4_MPS-2 | MPS-2 | 7 | MWP | Water potential | kPa | 2013-09-11 | present | -5 | 20 | 4 | 50
932 | LEO-C_20_-3_4_MPS-2 | MPS-2 | 7 | MWP | Water potential | kPa | 2013-09-11 | 2025-03-26 | -3 | 20 | 4 | 50
933 | LEO-C_20_-1_4_MPS-2 | MPS-2 | 7 | MWP | Water potential | kPa | 2013-09-11 | 2023-02-04 | -1 | 20 | 4 | 50
934 | LEO-C_20_1_4_MPS-2 | MPS-2 | 7 | MWP | Water potential | kPa | 2013-09-11 | present | 1 | 20 | 4 | 50
935 | LEO-C_20_3_4_MPS-2 | MPS-2 | 7 | MWP | Water potential | kPa | 2013-09-11 | 2023-02-14 | 3 | 20 | 4 | 50
936 | LEO-C_20_5_4_MPS-2 | MPS-2 | 7 | MWP | Water potential | kPa | 2013-09-11 | 2021-01-26 | 5 | 20 | 4 | 50
937 | LEO-C_22_-4_4_MPS-2 | MPS-2 | 7 | MWP | Water potential | kPa | 2013-09-11 | present | -4 | 22 | 4 | 50
938 | LEO-C_22_-2_4_MPS-2 | MPS-2 | 7 | MWP | Water potential | kPa | 2013-09-11 | 2017-05-15 | -2 | 22 | 4 | 50
939 | LEO-C_22_0_4_MPS-2 | MPS-2 | 7 | MWP | Water potential | kPa | 2013-09-11 | 2025-12-08 | 0 | 22 | 4 | 50
940 | LEO-C_22_2_4_MPS-2 | MPS-2 | 7 | MWP | Water potential | kPa | 2013-09-11 | present | 2 | 22 | 4 | 50
941 | LEO-C_22_4_4_MPS-2 | MPS-2 | 7 | MWP | Water potential | kPa | 2013-09-11 | present | 4 | 22 | 4 | 50
942 | LEO-C_24_-5_4_MPS-2 | MPS-2 | 7 | MWP | Water potential | kPa | 2013-09-11 | present | -5 | 24 | 4 | 50
943 | LEO-C_24_-3_4_MPS-2 | MPS-2 | 7 | MWP | Water potential | kPa | 2013-09-11 | present | -3 | 24 | 4 | 50
944 | LEO-C_24_-1_4_MPS-2 | MPS-2 | 7 | MWP | Water potential | kPa | 2013-09-11 | present | -1 | 24 | 4 | 50
945 | LEO-C_24_1_4_MPS-2 | MPS-2 | 7 | MWP | Water potential | kPa | 2013-09-11 | present | 1 | 24 | 4 | 50
946 | LEO-C_24_3_4_MPS-2 | MPS-2 | 7 | MWP | Water potential | kPa | 2013-09-11 | 2025-07-27 | 3 | 24 | 4 | 50
947 | LEO-C_24_5_4_MPS-2 | MPS-2 | 7 | MWP | Water potential | kPa | 2013-09-11 | present | 5 | 24 | 4 | 50
948 | LEO-C_26_-4_4_MPS-2 | MPS-2 | 7 | MWP | Water potential | kPa | 2013-09-11 | present | -4 | 26 | 4 | 50
949 | LEO-C_26_-2_4_MPS-2 | MPS-2 | 7 | MWP | Water potential | kPa | 2013-09-11 | present | -2 | 26 | 4 | 50
950 | LEO-C_26_0_4_MPS-2 | MPS-2 | 7 | MWP | Water potential | kPa | 2013-09-11 | 2018-03-06 | 0 | 26 | 4 | 50
951 | LEO-C_26_2_4_MPS-2 | MPS-2 | 7 | MWP | Water potential | kPa | 2013-09-11 | present | 2 | 26 | 4 | 50
952 | LEO-C_26_4_4_MPS-2 | MPS-2 | 7 | MWP | Water potential | kPa | 2013-09-11 | present | 4 | 26 | 4 | 50
953 | LEO-C_28_-5_4_MPS-2 | MPS-2 | 7 | MWP | Water potential | kPa | 2013-09-11 | present | -5 | 28 | 4 | 50
954 | LEO-C_28_-3_4_MPS-2 | MPS-2 | 7 | MWP | Water potential | kPa | 2013-09-11 | present | -3 | 28 | 4 | 50
955 | LEO-C_28_-1_4_MPS-2 | MPS-2 | 7 | MWP | Water potential | kPa | 2013-09-11 | present | -1 | 28 | 4 | 50
956 | LEO-C_28_1_4_MPS-2 | MPS-2 | 7 | MWP | Water potential | kPa | 2013-09-11 | 2018-02-28 | 1 | 28 | 4 | 50
957 | LEO-C_28_3_4_MPS-2 | MPS-2 | 7 | MWP | Water potential | kPa | 2013-09-11 | present | 3 | 28 | 4 | 50
958 | LEO-C_28_5_4_MPS-2 | MPS-2 | 7 | MWP | Water potential | kPa | 2013-09-11 | present | 5 | 28 | 4 | 50
959 | LEO-C_2_-4_5_MPS-2 | MPS-2 | 7 | MWP | Water potential | kPa | 2013-09-23 | present | -4 | 2 | 5 | 85
960 | LEO-C_2_-2_5_MPS-2 | MPS-2 | 7 | MWP | Water potential | kPa | 2013-09-11 | present | -2 | 2 | 5 | 85
961 | LEO-C_2_0_5_MPS-2 | MPS-2 | 7 | MWP | Water potential | kPa | 2013-09-11 | present | 0 | 2 | 5 | 85
962 | LEO-C_2_2_5_MPS-2 | MPS-2 | 7 | MWP | Water potential | kPa | 2013-09-11 | present | 2 | 2 | 5 | 85
963 | LEO-C_2_4_5_MPS-2 | MPS-2 | 7 | MWP | Water potential | kPa | 2013-09-11 | present | 4 | 2 | 5 | 85
964 | LEO-C_4_0_5_MPS-2 | MPS-2 | 7 | MWP | Water potential | kPa | 2013-09-11 | present | 0 | 4 | 5 | 85
965 | LEO-C_6_-4_5_MPS-2 | MPS-2 | 7 | MWP | Water potential | kPa | 2013-09-11 | present | -4 | 6 | 5 | 85
966 | LEO-C_6_-2_5_MPS-2 | MPS-2 | 7 | MWP | Water potential | kPa | 2013-09-11 | present | -2 | 6 | 5 | 85
967 | LEO-C_6_0_5_MPS-2 | MPS-2 | 7 | MWP | Water potential | kPa | 2013-09-11 | present | 0 | 6 | 5 | 85
968 | LEO-C_6_2_5_MPS-2 | MPS-2 | 7 | MWP | Water potential | kPa | 2013-09-11 | present | 2 | 6 | 5 | 85
969 | LEO-C_6_4_5_MPS-2 | MPS-2 | 7 | MWP | Water potential | kPa | 2013-09-11 | present | 4 | 6 | 5 | 85
970 | LEO-C_10_-4_5_MPS-2 | MPS-2 | 7 | MWP | Water potential | kPa | 2013-09-11 | present | -4 | 10 | 5 | 85
971 | LEO-C_10_-2_5_MPS-2 | MPS-2 | 7 | MWP | Water potential | kPa | 2013-09-11 | present | -2 | 10 | 5 | 85
972 | LEO-C_10_0_5_MPS-2 | MPS-2 | 7 | MWP | Water potential | kPa | 2013-09-11 | 2025-10-23 | 0 | 10 | 5 | 85
973 | LEO-C_10_2_5_MPS-2 | MPS-2 | 7 | MWP | Water potential | kPa | 2013-09-11 | present | 2 | 10 | 5 | 85
974 | LEO-C_10_4_5_MPS-2 | MPS-2 | 7 | MWP | Water potential | kPa | 2013-09-11 | present | 4 | 10 | 5 | 85
975 | LEO-C_14_-4_5_MPS-2 | MPS-2 | 7 | MWP | Water potential | kPa | 2013-09-11 | present | -4 | 14 | 5 | 85
976 | LEO-C_14_-2_5_MPS-2 | MPS-2 | 7 | MWP | Water potential | kPa | 2013-09-11 | 2017-11-21 | -2 | 14 | 5 | 85
977 | LEO-C_14_0_5_MPS-2 | MPS-2 | 7 | MWP | Water potential | kPa | 2013-09-11 | present | 0 | 14 | 5 | 85
978 | LEO-C_14_2_5_MPS-2 | MPS-2 | 7 | MWP | Water potential | kPa | 2013-09-11 | present | 2 | 14 | 5 | 85
979 | LEO-C_14_4_5_MPS-2 | MPS-2 | 7 | MWP | Water potential | kPa | 2013-09-11 | present | 4 | 14 | 5 | 85
980 | LEO-C_18_-4_5_MPS-2 | MPS-2 | 7 | MWP | Water potential | kPa | 2013-09-11 | 2022-09-30 | -4 | 18 | 5 | 85
981 | LEO-C_18_-2_5_MPS-2 | MPS-2 | 7 | MWP | Water potential | kPa | 2013-09-11 | present | -2 | 18 | 5 | 85
982 | LEO-C_18_0_5_MPS-2 | MPS-2 | 7 | MWP | Water potential | kPa | 2013-09-11 | present | 0 | 18 | 5 | 85
983 | LEO-C_18_2_5_MPS-2 | MPS-2 | 7 | MWP | Water potential | kPa | 2013-09-11 | 2022-03-18 | 2 | 18 | 5 | 85
984 | LEO-C_18_4_5_MPS-2 | MPS-2 | 7 | MWP | Water potential | kPa | 2013-09-11 | present | 4 | 18 | 5 | 85
985 | LEO-C_22_-4_5_MPS-2 | MPS-2 | 7 | MWP | Water potential | kPa | 2013-09-11 | present | -4 | 22 | 5 | 85
986 | LEO-C_22_-2_5_MPS-2 | MPS-2 | 7 | MWP | Water potential | kPa | 2013-09-11 | present | -2 | 22 | 5 | 85
987 | LEO-C_22_0_5_MPS-2 | MPS-2 | 7 | MWP | Water potential | kPa | 2013-09-11 | present | 0 | 22 | 5 | 85
988 | LEO-C_22_2_5_MPS-2 | MPS-2 | 7 | MWP | Water potential | kPa | 2013-09-11 | 2025-02-21 | 2 | 22 | 5 | 85
989 | LEO-C_22_4_5_MPS-2 | MPS-2 | 7 | MWP | Water potential | kPa | 2013-09-11 | present | 4 | 22 | 5 | 85
990 | LEO-C_26_-2_5_MPS-2 | MPS-2 | 7 | MWP | Water potential | kPa | 2014-06-11 | 2015-01-12 | -2 | 26 | 5 | 85
991 | LEO-C_26_0_5_MPS-2 | MPS-2 | 7 | MWP | Water potential | kPa | 2013-09-11 | 2025-07-05 | 0 | 26 | 5 | 85
992 | LEO-C_26_2_5_MPS-2 | MPS-2 | 7 | MWP | Water potential | kPa | 2013-09-11 | present | 2 | 26 | 5 | 85

## HMP60
SENSORID | SENSORCODE | SENSORTYPE | VARIABLEID | VARIABLECODE | VARIABLENAME | UNITS | Data From | Data End | X-across | Y-upslope | Level | Height [cm]
1205 | LEO-C_17_0_1_HMP60 | HMP60 | 38 | Voutput1 | Voltage | V | 2015-06-25 | present | 0 | 17 | 1 | 25
1206 | LEO-C_17_0_2_HMP60 | HMP60 | 38 | Voutput1 | Voltage | V | 2015-06-25 | present | 0 | 17 | 2 | 100
1207 | LEO-C_17_0_3_HMP60 | HMP60 | 38 | Voutput1 | Voltage | V | 2015-06-25 | present | 0 | 17 | 3 | 300
1208 | LEO-C_17_0_4_HMP60 | HMP60 | 38 | Voutput1 | Voltage | V | 2015-06-25 | present | 0 | 17 | 4 | 600
1209 | LEO-C_17_0_5_HMP60 | HMP60 | 38 | Voutput1 | Voltage | V | 2015-06-25 | present | 0 | 17 | 5 | 1000
1210 | LEO-C_24_0_1_HMP60 | HMP60 | 38 | Voutput1 | Voltage | V | 2015-06-25 | present | 0 | 24 | 1 | 25
1211 | LEO-C_24_0_2_HMP60 | HMP60 | 38 | Voutput1 | Voltage | V | 2015-06-25 | present | 0 | 24 | 2 | 100
1212 | LEO-C_24_0_3_HMP60 | HMP60 | 38 | Voutput1 | Voltage | V | 2015-06-25 | present | 0 | 24 | 3 | 300
1213 | LEO-C_24_0_4_HMP60 | HMP60 | 38 | Voutput1 | Voltage | V | 2015-06-25 | present | 0 | 24 | 4 | 600
1214 | LEO-C_24_0_5_HMP60 | HMP60 | 38 | Voutput1 | Voltage | V | 2015-06-25 | present | 0 | 24 | 5 | 1000
1215 | LEO-C_4_0_1_HMP60 | HMP60 | 38 | Voutput1 | Voltage | V | 2015-06-17 | present | 0 | 4 | 1 | 25
1216 | LEO-C_4_0_2_HMP60 | HMP60 | 38 | Voutput1 | Voltage | V | 2015-06-17 | present | 0 | 4 | 2 | 100
1217 | LEO-C_4_0_3_HMP60 | HMP60 | 38 | Voutput1 | Voltage | V | 2015-06-17 | present | 0 | 4 | 3 | 300
1218 | LEO-C_4_0_4_HMP60 | HMP60 | 38 | Voutput1 | Voltage | V | 2015-06-17 | present | 0 | 4 | 4 | 600
1220 | LEO-C_10_-2_1_HMP60 | HMP60 | 38 | Voutput1 | Voltage | V | 2015-06-17 | present | -2 | 10 | 1 | 25
1221 | LEO-C_10_-2_2_HMP60 | HMP60 | 38 | Voutput1 | Voltage | V | 2015-06-17 | present | -2 | 10 | 2 | 100
1222 | LEO-C_10_-2_3_HMP60 | HMP60 | 38 | Voutput1 | Voltage | V | 2015-06-17 | present | -2 | 10 | 3 | 300
1223 | LEO-C_10_-2_4_HMP60 | HMP60 | 38 | Voutput1 | Voltage | V | 2015-06-17 | present | -2 | 10 | 4 | 600
1224 | LEO-C_10_-2_5_HMP60 | HMP60 | 38 | Voutput1 | Voltage | V | 2015-06-17 | present | -2 | 10 | 5 | 1000
1225 | LEO-C_10_2_1_HMP60 | HMP60 | 38 | Voutput1 | Voltage | V | 2015-06-17 | present | 2 | 10 | 1 | 25
1226 | LEO-C_10_2_2_HMP60 | HMP60 | 38 | Voutput1 | Voltage | V | 2015-06-17 | present | 2 | 10 | 2 | 100
1227 | LEO-C_10_2_3_HMP60 | HMP60 | 38 | Voutput1 | Voltage | V | 2015-06-17 | present | 2 | 10 | 3 | 300
1228 | LEO-C_10_2_4_HMP60 | HMP60 | 38 | Voutput1 | Voltage | V | 2015-06-17 | present | 2 | 10 | 4 | 600
1229 | LEO-C_10_2_5_HMP60 | HMP60 | 38 | Voutput1 | Voltage | V | 2015-06-17 | present | 2 | 10 | 5 | 1000
1205 | LEO-C_17_0_1_HMP60 | HMP60 | 39 | Voutput2 | Voltage | V | 2015-06-25 | present | 0 | 17 | 1 | 25
1206 | LEO-C_17_0_2_HMP60 | HMP60 | 39 | Voutput2 | Voltage | V | 2015-06-25 | present | 0 | 17 | 2 | 100
1207 | LEO-C_17_0_3_HMP60 | HMP60 | 39 | Voutput2 | Voltage | V | 2015-06-25 | present | 0 | 17 | 3 | 300
1208 | LEO-C_17_0_4_HMP60 | HMP60 | 39 | Voutput2 | Voltage | V | 2015-06-25 | present | 0 | 17 | 4 | 600
1209 | LEO-C_17_0_5_HMP60 | HMP60 | 39 | Voutput2 | Voltage | V | 2015-06-25 | present | 0 | 17 | 5 | 1000
1210 | LEO-C_24_0_1_HMP60 | HMP60 | 39 | Voutput2 | Voltage | V | 2015-06-25 | present | 0 | 24 | 1 | 25
1211 | LEO-C_24_0_2_HMP60 | HMP60 | 39 | Voutput2 | Voltage | V | 2015-06-25 | present | 0 | 24 | 2 | 100
1212 | LEO-C_24_0_3_HMP60 | HMP60 | 39 | Voutput2 | Voltage | V | 2015-06-25 | present | 0 | 24 | 3 | 300
1213 | LEO-C_24_0_4_HMP60 | HMP60 | 39 | Voutput2 | Voltage | V | 2015-06-25 | present | 0 | 24 | 4 | 600
1214 | LEO-C_24_0_5_HMP60 | HMP60 | 39 | Voutput2 | Voltage | V | 2015-06-25 | present | 0 | 24 | 5 | 1000
1215 | LEO-C_4_0_1_HMP60 | HMP60 | 39 | Voutput2 | Voltage | V | 2015-06-17 | present | 0 | 4 | 1 | 25
1216 | LEO-C_4_0_2_HMP60 | HMP60 | 39 | Voutput2 | Voltage | V | 2015-06-17 | present | 0 | 4 | 2 | 100
1217 | LEO-C_4_0_3_HMP60 | HMP60 | 39 | Voutput2 | Voltage | V | 2015-06-17 | present | 0 | 4 | 3 | 300
1218 | LEO-C_4_0_4_HMP60 | HMP60 | 39 | Voutput2 | Voltage | V | 2015-06-17 | present | 0 | 4 | 4 | 600
1220 | LEO-C_10_-2_1_HMP60 | HMP60 | 39 | Voutput2 | Voltage | V | 2015-06-17 | present | -2 | 10 | 1 | 25
1221 | LEO-C_10_-2_2_HMP60 | HMP60 | 39 | Voutput2 | Voltage | V | 2015-06-17 | present | -2 | 10 | 2 | 100
1222 | LEO-C_10_-2_3_HMP60 | HMP60 | 39 | Voutput2 | Voltage | V | 2015-06-17 | present | -2 | 10 | 3 | 300
1223 | LEO-C_10_-2_4_HMP60 | HMP60 | 39 | Voutput2 | Voltage | V | 2015-06-17 | present | -2 | 10 | 4 | 600
1224 | LEO-C_10_-2_5_HMP60 | HMP60 | 39 | Voutput2 | Voltage | V | 2015-06-17 | present | -2 | 10 | 5 | 1000
1225 | LEO-C_10_2_1_HMP60 | HMP60 | 39 | Voutput2 | Voltage | V | 2015-06-17 | present | 2 | 10 | 1 | 25
1226 | LEO-C_10_2_2_HMP60 | HMP60 | 39 | Voutput2 | Voltage | V | 2015-06-17 | present | 2 | 10 | 2 | 100
1227 | LEO-C_10_2_3_HMP60 | HMP60 | 39 | Voutput2 | Voltage | V | 2015-06-17 | present | 2 | 10 | 3 | 300
1228 | LEO-C_10_2_4_HMP60 | HMP60 | 39 | Voutput2 | Voltage | V | 2015-06-17 | present | 2 | 10 | 4 | 600
1229 | LEO-C_10_2_5_HMP60 | HMP60 | 39 | Voutput2 | Voltage | V | 2015-06-17 | present | 2 | 10 | 5 | 1000
1205 | LEO-C_17_0_1_HMP60 | HMP60 | 40 | RH | Relative humidity | % | 2015-06-25 | present | 0 | 17 | 1 | 25
1206 | LEO-C_17_0_2_HMP60 | HMP60 | 40 | RH | Relative humidity | % | 2015-06-25 | present | 0 | 17 | 2 | 100
1207 | LEO-C_17_0_3_HMP60 | HMP60 | 40 | RH | Relative humidity | % | 2015-06-25 | present | 0 | 17 | 3 | 300
1208 | LEO-C_17_0_4_HMP60 | HMP60 | 40 | RH | Relative humidity | % | 2015-06-25 | present | 0 | 17 | 4 | 600
1209 | LEO-C_17_0_5_HMP60 | HMP60 | 40 | RH | Relative humidity | % | 2015-06-25 | present | 0 | 17 | 5 | 1000
1210 | LEO-C_24_0_1_HMP60 | HMP60 | 40 | RH | Relative humidity | % | 2015-06-25 | present | 0 | 24 | 1 | 25
1211 | LEO-C_24_0_2_HMP60 | HMP60 | 40 | RH | Relative humidity | % | 2015-06-25 | present | 0 | 24 | 2 | 100
1212 | LEO-C_24_0_3_HMP60 | HMP60 | 40 | RH | Relative humidity | % | 2015-06-25 | present | 0 | 24 | 3 | 300
1213 | LEO-C_24_0_4_HMP60 | HMP60 | 40 | RH | Relative humidity | % | 2015-06-25 | present | 0 | 24 | 4 | 600
1214 | LEO-C_24_0_5_HMP60 | HMP60 | 40 | RH | Relative humidity | % | 2015-06-25 | present | 0 | 24 | 5 | 1000
1215 | LEO-C_4_0_1_HMP60 | HMP60 | 40 | RH | Relative humidity | % | 2015-06-17 | present | 0 | 4 | 1 | 25
1216 | LEO-C_4_0_2_HMP60 | HMP60 | 40 | RH | Relative humidity | % | 2015-06-17 | present | 0 | 4 | 2 | 100
1217 | LEO-C_4_0_3_HMP60 | HMP60 | 40 | RH | Relative humidity | % | 2015-06-17 | present | 0 | 4 | 3 | 300
1218 | LEO-C_4_0_4_HMP60 | HMP60 | 40 | RH | Relative humidity | % | 2015-06-17 | present | 0 | 4 | 4 | 600
1220 | LEO-C_10_-2_1_HMP60 | HMP60 | 40 | RH | Relative humidity | % | 2015-06-17 | present | -2 | 10 | 1 | 25
1221 | LEO-C_10_-2_2_HMP60 | HMP60 | 40 | RH | Relative humidity | % | 2015-06-17 | present | -2 | 10 | 2 | 100
1222 | LEO-C_10_-2_3_HMP60 | HMP60 | 40 | RH | Relative humidity | % | 2015-06-17 | present | -2 | 10 | 3 | 300
1223 | LEO-C_10_-2_4_HMP60 | HMP60 | 40 | RH | Relative humidity | % | 2015-06-17 | present | -2 | 10 | 4 | 600
1224 | LEO-C_10_-2_5_HMP60 | HMP60 | 40 | RH | Relative humidity | % | 2015-06-17 | present | -2 | 10 | 5 | 1000
1225 | LEO-C_10_2_1_HMP60 | HMP60 | 40 | RH | Relative humidity | % | 2015-06-17 | present | 2 | 10 | 1 | 25
1226 | LEO-C_10_2_2_HMP60 | HMP60 | 40 | RH | Relative humidity | % | 2015-06-17 | present | 2 | 10 | 2 | 100
1227 | LEO-C_10_2_3_HMP60 | HMP60 | 40 | RH | Relative humidity | % | 2015-06-17 | present | 2 | 10 | 3 | 300
1228 | LEO-C_10_2_4_HMP60 | HMP60 | 40 | RH | Relative humidity | % | 2015-06-17 | present | 2 | 10 | 4 | 600
1229 | LEO-C_10_2_5_HMP60 | HMP60 | 40 | RH | Relative humidity | % | 2015-06-17 | present | 2 | 10 | 5 | 1000
1205 | LEO-C_17_0_1_HMP60 | HMP60 | 41 | AirTemp | Temperature | degC | 2015-06-25 | present | 0 | 17 | 1 | 25
1206 | LEO-C_17_0_2_HMP60 | HMP60 | 41 | AirTemp | Temperature | degC | 2015-06-25 | present | 0 | 17 | 2 | 100
1207 | LEO-C_17_0_3_HMP60 | HMP60 | 41 | AirTemp | Temperature | degC | 2015-06-25 | present | 0 | 17 | 3 | 300
1208 | LEO-C_17_0_4_HMP60 | HMP60 | 41 | AirTemp | Temperature | degC | 2015-06-25 | present | 0 | 17 | 4 | 600
1209 | LEO-C_17_0_5_HMP60 | HMP60 | 41 | AirTemp | Temperature | degC | 2015-06-25 | present | 0 | 17 | 5 | 1000
1210 | LEO-C_24_0_1_HMP60 | HMP60 | 41 | AirTemp | Temperature | degC | 2015-06-25 | present | 0 | 24 | 1 | 25
1211 | LEO-C_24_0_2_HMP60 | HMP60 | 41 | AirTemp | Temperature | degC | 2015-06-25 | present | 0 | 24 | 2 | 100
1212 | LEO-C_24_0_3_HMP60 | HMP60 | 41 | AirTemp | Temperature | degC | 2015-06-25 | present | 0 | 24 | 3 | 300
1213 | LEO-C_24_0_4_HMP60 | HMP60 | 41 | AirTemp | Temperature | degC | 2015-06-25 | present | 0 | 24 | 4 | 600
1214 | LEO-C_24_0_5_HMP60 | HMP60 | 41 | AirTemp | Temperature | degC | 2015-06-25 | present | 0 | 24 | 5 | 1000
1215 | LEO-C_4_0_1_HMP60 | HMP60 | 41 | AirTemp | Temperature | degC | 2015-06-17 | present | 0 | 4 | 1 | 25
1216 | LEO-C_4_0_2_HMP60 | HMP60 | 41 | AirTemp | Temperature | degC | 2015-06-17 | present | 0 | 4 | 2 | 100
1217 | LEO-C_4_0_3_HMP60 | HMP60 | 41 | AirTemp | Temperature | degC | 2015-06-17 | present | 0 | 4 | 3 | 300
1218 | LEO-C_4_0_4_HMP60 | HMP60 | 41 | AirTemp | Temperature | degC | 2015-06-17 | present | 0 | 4 | 4 | 600
1220 | LEO-C_10_-2_1_HMP60 | HMP60 | 41 | AirTemp | Temperature | degC | 2015-06-17 | present | -2 | 10 | 1 | 25
1221 | LEO-C_10_-2_2_HMP60 | HMP60 | 41 | AirTemp | Temperature | degC | 2015-06-17 | present | -2 | 10 | 2 | 100
1222 | LEO-C_10_-2_3_HMP60 | HMP60 | 41 | AirTemp | Temperature | degC | 2015-06-17 | present | -2 | 10 | 3 | 300
1223 | LEO-C_10_-2_4_HMP60 | HMP60 | 41 | AirTemp | Temperature | degC | 2015-06-17 | present | -2 | 10 | 4 | 600
1224 | LEO-C_10_-2_5_HMP60 | HMP60 | 41 | AirTemp | Temperature | degC | 2015-06-17 | present | -2 | 10 | 5 | 1000
1225 | LEO-C_10_2_1_HMP60 | HMP60 | 41 | AirTemp | Temperature | degC | 2015-06-17 | present | 2 | 10 | 1 | 25
1226 | LEO-C_10_2_2_HMP60 | HMP60 | 41 | AirTemp | Temperature | degC | 2015-06-17 | present | 2 | 10 | 2 | 100
1227 | LEO-C_10_2_3_HMP60 | HMP60 | 41 | AirTemp | Temperature | degC | 2015-06-17 | present | 2 | 10 | 3 | 300
1228 | LEO-C_10_2_4_HMP60 | HMP60 | 41 | AirTemp | Temperature | degC | 2015-06-17 | present | 2 | 10 | 4 | 600
1229 | LEO-C_10_2_5_HMP60 | HMP60 | 41 | AirTemp | Temperature | degC | 2015-06-17 | present | 2 | 10 | 5 | 1000

## CNR4
SENSORID | SENSORCODE | SENSORTYPE | VARIABLEID | VARIABLECODE | VARIABLENAME | UNITS | Data From | Data End | X-across | Y-upslope | Level | Height [cm]
1255 | LEO-C_10_-2_0_CNR4 | CNR4 | 38 | Voutput1 | Voltage | V | 2015-06-17 | present | -2 | 10 | 0 | 200
1256 | LEO-C_10_2_0_CNR4 | CNR4 | 38 | Voutput1 | Voltage | V | 2015-06-17 | present | 2 | 10 | 0 | 200
1255 | LEO-C_10_-2_0_CNR4 | CNR4 | 39 | Voutput2 | Voltage | V | 2015-06-17 | present | -2 | 10 | 0 | 200
1256 | LEO-C_10_2_0_CNR4 | CNR4 | 39 | Voutput2 | Voltage | V | 2015-06-17 | present | 2 | 10 | 0 | 200
1255 | LEO-C_10_-2_0_CNR4 | CNR4 | 42 | Voutput3 | Voltage | V | 2015-06-17 | present | -2 | 10 | 0 | 200
1256 | LEO-C_10_2_0_CNR4 | CNR4 | 42 | Voutput3 | Voltage | V | 2015-06-17 | present | 2 | 10 | 0 | 200
1255 | LEO-C_10_-2_0_CNR4 | CNR4 | 43 | Voutput4 | Voltage | V | 2015-06-17 | present | -2 | 10 | 0 | 200
1256 | LEO-C_10_2_0_CNR4 | CNR4 | 43 | Voutput4 | Voltage | V | 2015-06-17 | present | 2 | 10 | 0 | 200
1255 | LEO-C_10_-2_0_CNR4 | CNR4 | 45 | ShortRadIn | Radiation, incoming shortwave | W/m^2 | 2015-06-17 | present | -2 | 10 | 0 | 200
1256 | LEO-C_10_2_0_CNR4 | CNR4 | 45 | ShortRadIn | Radiation, incoming shortwave | W/m^2 | 2015-06-17 | present | 2 | 10 | 0 | 200
1255 | LEO-C_10_-2_0_CNR4 | CNR4 | 46 | ShortRadOut | Radiation, outgoing shortwave | W/m^2 | 2015-06-17 | present | -2 | 10 | 0 | 200
1256 | LEO-C_10_2_0_CNR4 | CNR4 | 46 | ShortRadOut | Radiation, outgoing shortwave | W/m^2 | 2015-06-17 | present | 2 | 10 | 0 | 200
1255 | LEO-C_10_-2_0_CNR4 | CNR4 | 47 | LongRadIn | Radiation, incoming longwave | W/m^2 | 2015-06-17 | present | -2 | 10 | 0 | 200
1256 | LEO-C_10_2_0_CNR4 | CNR4 | 47 | LongRadIn | Radiation, incoming longwave | W/m^2 | 2015-06-17 | present | 2 | 10 | 0 | 200
1255 | LEO-C_10_-2_0_CNR4 | CNR4 | 48 | LongRadOut | Radiation, outgoing longwave | W/m^2 | 2015-06-17 | present | -2 | 10 | 0 | 200
1256 | LEO-C_10_2_0_CNR4 | CNR4 | 48 | LongRadOut | Radiation, outgoing longwave | W/m^2 | 2015-06-17 | present | 2 | 10 | 0 | 200
1255 | LEO-C_10_-2_0_CNR4 | CNR4 | 49 | PyrgeoTemp | Temperature | degK | 2015-06-17 | present | -2 | 10 | 0 | 200
1256 | LEO-C_10_2_0_CNR4 | CNR4 | 49 | PyrgeoTemp | Temperature | degK | 2015-06-17 | present | 2 | 10 | 0 | 200
1255 | LEO-C_10_-2_0_CNR4 | CNR4 | 51 | Resistance | Resistance | ohm | 2015-06-17 | present | -2 | 10 | 0 | 200
1256 | LEO-C_10_2_0_CNR4 | CNR4 | 51 | Resistance | Resistance | ohm | 2015-06-17 | present | 2 | 10 | 0 | 200

## SQ-110
SENSORID | SENSORCODE | SENSORTYPE | VARIABLEID | VARIABLECODE | VARIABLENAME | UNITS | Data From | Data End | X-across | Y-upslope | Level | Height [cm]
1230 | LEO-C_4_0_1_SQ-110 | SQ-110 | 38 | Voutput1 | Voltage | V | 2015-06-17 | present | 0 | 4 | 1 | 25
1231 | LEO-C_4_0_2_SQ-110 | SQ-110 | 38 | Voutput1 | Voltage | V | 2015-06-17 | present | 0 | 4 | 2 | 100
1232 | LEO-C_4_0_3_SQ-110 | SQ-110 | 38 | Voutput1 | Voltage | V | 2015-06-17 | present | 0 | 4 | 3 | 300
1233 | LEO-C_4_0_4_SQ-110 | SQ-110 | 38 | Voutput1 | Voltage | V | 2015-06-17 | present | 0 | 4 | 4 | 600
1235 | LEO-C_10_-2_1_SQ-110 | SQ-110 | 38 | Voutput1 | Voltage | V | 2015-06-17 | present | -2 | 10 | 1 | 25
1236 | LEO-C_10_-2_2_SQ-110 | SQ-110 | 38 | Voutput1 | Voltage | V | 2015-06-17 | present | -2 | 10 | 2 | 100
1237 | LEO-C_10_-2_3_SQ-110 | SQ-110 | 38 | Voutput1 | Voltage | V | 2015-06-17 | present | -2 | 10 | 3 | 300
1238 | LEO-C_10_-2_4_SQ-110 | SQ-110 | 38 | Voutput1 | Voltage | V | 2015-06-17 | present | -2 | 10 | 4 | 600
1239 | LEO-C_10_-2_5_SQ-110 | SQ-110 | 38 | Voutput1 | Voltage | V | 2015-06-17 | present | -2 | 10 | 5 | 1000
1240 | LEO-C_10_2_1_SQ-110 | SQ-110 | 38 | Voutput1 | Voltage | V | 2015-06-17 | present | 2 | 10 | 1 | 25
1241 | LEO-C_10_2_2_SQ-110 | SQ-110 | 38 | Voutput1 | Voltage | V | 2015-06-17 | present | 2 | 10 | 2 | 100
1242 | LEO-C_10_2_3_SQ-110 | SQ-110 | 38 | Voutput1 | Voltage | V | 2015-06-17 | present | 2 | 10 | 3 | 300
1243 | LEO-C_10_2_4_SQ-110 | SQ-110 | 38 | Voutput1 | Voltage | V | 2015-06-17 | present | 2 | 10 | 4 | 600
1244 | LEO-C_10_2_5_SQ-110 | SQ-110 | 38 | Voutput1 | Voltage | V | 2015-06-17 | present | 2 | 10 | 5 | 1000
1245 | LEO-C_17_0_1_SQ-110 | SQ-110 | 38 | Voutput1 | Voltage | V | 2015-06-25 | present | 0 | 17 | 1 | 25
1246 | LEO-C_17_0_2_SQ-110 | SQ-110 | 38 | Voutput1 | Voltage | V | 2015-06-25 | present | 0 | 17 | 2 | 100
1247 | LEO-C_17_0_3_SQ-110 | SQ-110 | 38 | Voutput1 | Voltage | V | 2015-06-25 | present | 0 | 17 | 3 | 300
1248 | LEO-C_17_0_4_SQ-110 | SQ-110 | 38 | Voutput1 | Voltage | V | 2015-06-25 | present | 0 | 17 | 4 | 600
1249 | LEO-C_17_0_5_SQ-110 | SQ-110 | 38 | Voutput1 | Voltage | V | 2015-06-25 | present | 0 | 17 | 5 | 1000
1250 | LEO-C_24_0_1_SQ-110 | SQ-110 | 38 | Voutput1 | Voltage | V | 2015-06-25 | present | 0 | 24 | 1 | 25
1251 | LEO-C_24_0_2_SQ-110 | SQ-110 | 38 | Voutput1 | Voltage | V | 2015-06-25 | present | 0 | 24 | 2 | 100
1252 | LEO-C_24_0_3_SQ-110 | SQ-110 | 38 | Voutput1 | Voltage | V | 2015-06-25 | present | 0 | 24 | 3 | 300
1253 | LEO-C_24_0_4_SQ-110 | SQ-110 | 38 | Voutput1 | Voltage | V | 2015-06-25 | present | 0 | 24 | 4 | 600
1254 | LEO-C_24_0_5_SQ-110 | SQ-110 | 38 | Voutput1 | Voltage | V | 2015-06-25 | present | 0 | 24 | 5 | 1000
1230 | LEO-C_4_0_1_SQ-110 | SQ-110 | 50 | PAR | Radiation, incoming PAR | umol/m^2 s | 2015-06-17 | present | 0 | 4 | 1 | 25
1231 | LEO-C_4_0_2_SQ-110 | SQ-110 | 50 | PAR | Radiation, incoming PAR | umol/m^2 s | 2015-06-17 | present | 0 | 4 | 2 | 100
1232 | LEO-C_4_0_3_SQ-110 | SQ-110 | 50 | PAR | Radiation, incoming PAR | umol/m^2 s | 2015-06-17 | present | 0 | 4 | 3 | 300
1233 | LEO-C_4_0_4_SQ-110 | SQ-110 | 50 | PAR | Radiation, incoming PAR | umol/m^2 s | 2015-06-17 | present | 0 | 4 | 4 | 600
1235 | LEO-C_10_-2_1_SQ-110 | SQ-110 | 50 | PAR | Radiation, incoming PAR | umol/m^2 s | 2015-06-17 | present | -2 | 10 | 1 | 25
1236 | LEO-C_10_-2_2_SQ-110 | SQ-110 | 50 | PAR | Radiation, incoming PAR | umol/m^2 s | 2015-06-17 | present | -2 | 10 | 2 | 100
1237 | LEO-C_10_-2_3_SQ-110 | SQ-110 | 50 | PAR | Radiation, incoming PAR | umol/m^2 s | 2015-06-17 | present | -2 | 10 | 3 | 300
1238 | LEO-C_10_-2_4_SQ-110 | SQ-110 | 50 | PAR | Radiation, incoming PAR | umol/m^2 s | 2015-06-17 | present | -2 | 10 | 4 | 600
1239 | LEO-C_10_-2_5_SQ-110 | SQ-110 | 50 | PAR | Radiation, incoming PAR | umol/m^2 s | 2015-06-17 | present | -2 | 10 | 5 | 1000
1240 | LEO-C_10_2_1_SQ-110 | SQ-110 | 50 | PAR | Radiation, incoming PAR | umol/m^2 s | 2015-06-17 | present | 2 | 10 | 1 | 25
1241 | LEO-C_10_2_2_SQ-110 | SQ-110 | 50 | PAR | Radiation, incoming PAR | umol/m^2 s | 2015-06-17 | present | 2 | 10 | 2 | 100
1242 | LEO-C_10_2_3_SQ-110 | SQ-110 | 50 | PAR | Radiation, incoming PAR | umol/m^2 s | 2015-06-17 | present | 2 | 10 | 3 | 300
1243 | LEO-C_10_2_4_SQ-110 | SQ-110 | 50 | PAR | Radiation, incoming PAR | umol/m^2 s | 2015-06-17 | present | 2 | 10 | 4 | 600
1244 | LEO-C_10_2_5_SQ-110 | SQ-110 | 50 | PAR | Radiation, incoming PAR | umol/m^2 s | 2015-06-17 | present | 2 | 10 | 5 | 1000
1245 | LEO-C_17_0_1_SQ-110 | SQ-110 | 50 | PAR | Radiation, incoming PAR | umol/m^2 s | 2015-06-25 | present | 0 | 17 | 1 | 25
1246 | LEO-C_17_0_2_SQ-110 | SQ-110 | 50 | PAR | Radiation, incoming PAR | umol/m^2 s | 2015-06-25 | present | 0 | 17 | 2 | 100
1247 | LEO-C_17_0_3_SQ-110 | SQ-110 | 50 | PAR | Radiation, incoming PAR | umol/m^2 s | 2015-06-25 | present | 0 | 17 | 3 | 300
1248 | LEO-C_17_0_4_SQ-110 | SQ-110 | 50 | PAR | Radiation, incoming PAR | umol/m^2 s | 2015-06-25 | present | 0 | 17 | 4 | 600
1249 | LEO-C_17_0_5_SQ-110 | SQ-110 | 50 | PAR | Radiation, incoming PAR | umol/m^2 s | 2015-06-25 | present | 0 | 17 | 5 | 1000
1250 | LEO-C_24_0_1_SQ-110 | SQ-110 | 50 | PAR | Radiation, incoming PAR | umol/m^2 s | 2015-06-25 | present | 0 | 24 | 1 | 25
1251 | LEO-C_24_0_2_SQ-110 | SQ-110 | 50 | PAR | Radiation, incoming PAR | umol/m^2 s | 2015-06-25 | present | 0 | 24 | 2 | 100
1252 | LEO-C_24_0_3_SQ-110 | SQ-110 | 50 | PAR | Radiation, incoming PAR | umol/m^2 s | 2015-06-25 | present | 0 | 24 | 3 | 300
1253 | LEO-C_24_0_4_SQ-110 | SQ-110 | 50 | PAR | Radiation, incoming PAR | umol/m^2 s | 2015-06-25 | present | 0 | 24 | 4 | 600
1254 | LEO-C_24_0_5_SQ-110 | SQ-110 | 50 | PAR | Radiation, incoming PAR | umol/m^2 s | 2015-06-25 | present | 0 | 24 | 5 | 1000

## DVI7911
SENSORID | SENSORCODE | SENSORTYPE | VARIABLEID | VARIABLECODE | VARIABLENAME | UNITS | Data From | Data End | X-across | Y-upslope | Level | Height [cm]
1180 | LEO-C_17_0_1_DVI7911 | DVI7911 | 31 | PulseCnt | Counter | - | 2015-06-25 | present | 0 | 17 | 1 | 25
1181 | LEO-C_17_0_2_DVI7911 | DVI7911 | 31 | PulseCnt | Counter | - | 2015-06-25 | present | 0 | 17 | 2 | 100
1182 | LEO-C_17_0_3_DVI7911 | DVI7911 | 31 | PulseCnt | Counter | - | 2015-06-25 | present | 0 | 17 | 3 | 300
1183 | LEO-C_17_0_4_DVI7911 | DVI7911 | 31 | PulseCnt | Counter | - | 2015-06-25 | present | 0 | 17 | 4 | 600
1184 | LEO-C_17_0_5_DVI7911 | DVI7911 | 31 | PulseCnt | Counter | - | 2015-06-25 | present | 0 | 17 | 5 | 1000
1185 | LEO-C_24_0_1_DVI7911 | DVI7911 | 31 | PulseCnt | Counter | - | 2015-06-25 | present | 0 | 24 | 1 | 25
1186 | LEO-C_24_0_2_DVI7911 | DVI7911 | 31 | PulseCnt | Counter | - | 2015-06-25 | present | 0 | 24 | 2 | 100
1187 | LEO-C_24_0_3_DVI7911 | DVI7911 | 31 | PulseCnt | Counter | - | 2015-06-25 | present | 0 | 24 | 3 | 300
1188 | LEO-C_24_0_4_DVI7911 | DVI7911 | 31 | PulseCnt | Counter | - | 2015-06-25 | present | 0 | 24 | 4 | 600
1189 | LEO-C_24_0_5_DVI7911 | DVI7911 | 31 | PulseCnt | Counter | - | 2015-06-25 | present | 0 | 24 | 5 | 1000
1190 | LEO-C_4_0_1_DVI7911 | DVI7911 | 31 | PulseCnt | Counter | - | 2015-06-17 | present | 0 | 4 | 1 | 25
1191 | LEO-C_4_0_2_DVI7911 | DVI7911 | 31 | PulseCnt | Counter | - | 2015-06-17 | present | 0 | 4 | 2 | 100
1192 | LEO-C_4_0_3_DVI7911 | DVI7911 | 31 | PulseCnt | Counter | - | 2015-06-17 | present | 0 | 4 | 3 | 300
1193 | LEO-C_4_0_4_DVI7911 | DVI7911 | 31 | PulseCnt | Counter | - | 2015-06-17 | 2024-08-09 | 0 | 4 | 4 | 600
1195 | LEO-C_10_-2_1_DVI7911 | DVI7911 | 31 | PulseCnt | Counter | - | 2015-06-17 | present | -2 | 10 | 1 | 25
1196 | LEO-C_10_-2_2_DVI7911 | DVI7911 | 31 | PulseCnt | Counter | - | 2015-06-17 | present | -2 | 10 | 2 | 100
1197 | LEO-C_10_-2_3_DVI7911 | DVI7911 | 31 | PulseCnt | Counter | - | 2015-06-17 | present | -2 | 10 | 3 | 300
1198 | LEO-C_10_-2_4_DVI7911 | DVI7911 | 31 | PulseCnt | Counter | - | 2015-06-17 | present | -2 | 10 | 4 | 600
1199 | LEO-C_10_-2_5_DVI7911 | DVI7911 | 31 | PulseCnt | Counter | - | 2015-06-17 | present | -2 | 10 | 5 | 1000
1200 | LEO-C_10_2_1_DVI7911 | DVI7911 | 31 | PulseCnt | Counter | - | 2015-06-17 | present | 2 | 10 | 1 | 25
1201 | LEO-C_10_2_2_DVI7911 | DVI7911 | 31 | PulseCnt | Counter | - | 2015-06-17 | present | 2 | 10 | 2 | 100
1202 | LEO-C_10_2_3_DVI7911 | DVI7911 | 31 | PulseCnt | Counter | - | 2015-06-17 | present | 2 | 10 | 3 | 300
1203 | LEO-C_10_2_4_DVI7911 | DVI7911 | 31 | PulseCnt | Counter | - | 2015-06-17 | present | 2 | 10 | 4 | 600
1204 | LEO-C_10_2_5_DVI7911 | DVI7911 | 31 | PulseCnt | Counter | - | 2015-06-17 | present | 2 | 10 | 5 | 1000
1180 | LEO-C_17_0_1_DVI7911 | DVI7911 | 32 | Voltage | Voltage | V | 2015-06-25 | present | 0 | 17 | 1 | 25
1181 | LEO-C_17_0_2_DVI7911 | DVI7911 | 32 | Voltage | Voltage | V | 2015-06-25 | present | 0 | 17 | 2 | 100
1182 | LEO-C_17_0_3_DVI7911 | DVI7911 | 32 | Voltage | Voltage | V | 2015-06-25 | present | 0 | 17 | 3 | 300
1183 | LEO-C_17_0_4_DVI7911 | DVI7911 | 32 | Voltage | Voltage | V | 2015-06-25 | present | 0 | 17 | 4 | 600
1184 | LEO-C_17_0_5_DVI7911 | DVI7911 | 32 | Voltage | Voltage | V | 2015-06-25 | present | 0 | 17 | 5 | 1000
1185 | LEO-C_24_0_1_DVI7911 | DVI7911 | 32 | Voltage | Voltage | V | 2015-06-25 | present | 0 | 24 | 1 | 25
1186 | LEO-C_24_0_2_DVI7911 | DVI7911 | 32 | Voltage | Voltage | V | 2015-06-25 | present | 0 | 24 | 2 | 100
1187 | LEO-C_24_0_3_DVI7911 | DVI7911 | 32 | Voltage | Voltage | V | 2015-06-25 | present | 0 | 24 | 3 | 300
1188 | LEO-C_24_0_4_DVI7911 | DVI7911 | 32 | Voltage | Voltage | V | 2015-06-25 | present | 0 | 24 | 4 | 600
1189 | LEO-C_24_0_5_DVI7911 | DVI7911 | 32 | Voltage | Voltage | V | 2015-06-25 | present | 0 | 24 | 5 | 1000
1190 | LEO-C_4_0_1_DVI7911 | DVI7911 | 32 | Voltage | Voltage | V | 2015-06-17 | present | 0 | 4 | 1 | 25
1191 | LEO-C_4_0_2_DVI7911 | DVI7911 | 32 | Voltage | Voltage | V | 2015-06-17 | present | 0 | 4 | 2 | 100
1192 | LEO-C_4_0_3_DVI7911 | DVI7911 | 32 | Voltage | Voltage | V | 2015-06-17 | present | 0 | 4 | 3 | 300
1193 | LEO-C_4_0_4_DVI7911 | DVI7911 | 32 | Voltage | Voltage | V | 2015-06-17 | 2024-08-09 | 0 | 4 | 4 | 600
1195 | LEO-C_10_-2_1_DVI7911 | DVI7911 | 32 | Voltage | Voltage | V | 2015-06-17 | present | -2 | 10 | 1 | 25
1196 | LEO-C_10_-2_2_DVI7911 | DVI7911 | 32 | Voltage | Voltage | V | 2015-06-17 | present | -2 | 10 | 2 | 100
1197 | LEO-C_10_-2_3_DVI7911 | DVI7911 | 32 | Voltage | Voltage | V | 2015-06-17 | present | -2 | 10 | 3 | 300
1198 | LEO-C_10_-2_4_DVI7911 | DVI7911 | 32 | Voltage | Voltage | V | 2015-06-17 | present | -2 | 10 | 4 | 600
1199 | LEO-C_10_-2_5_DVI7911 | DVI7911 | 32 | Voltage | Voltage | V | 2015-06-17 | present | -2 | 10 | 5 | 1000
1200 | LEO-C_10_2_1_DVI7911 | DVI7911 | 32 | Voltage | Voltage | V | 2015-06-17 | present | 2 | 10 | 1 | 25
1201 | LEO-C_10_2_2_DVI7911 | DVI7911 | 32 | Voltage | Voltage | V | 2015-06-17 | present | 2 | 10 | 2 | 100
1202 | LEO-C_10_2_3_DVI7911 | DVI7911 | 32 | Voltage | Voltage | V | 2015-06-17 | present | 2 | 10 | 3 | 300
1203 | LEO-C_10_2_4_DVI7911 | DVI7911 | 32 | Voltage | Voltage | V | 2015-06-17 | present | 2 | 10 | 4 | 600
1204 | LEO-C_10_2_5_DVI7911 | DVI7911 | 32 | Voltage | Voltage | V | 2015-06-17 | present | 2 | 10 | 5 | 1000
1180 | LEO-C_17_0_1_DVI7911 | DVI7911 | 33 | Wind | Wind speed | m/s | 2015-06-25 | present | 0 | 17 | 1 | 25
1181 | LEO-C_17_0_2_DVI7911 | DVI7911 | 33 | Wind | Wind speed | m/s | 2015-06-25 | present | 0 | 17 | 2 | 100
1182 | LEO-C_17_0_3_DVI7911 | DVI7911 | 33 | Wind | Wind speed | m/s | 2015-06-25 | present | 0 | 17 | 3 | 300
1183 | LEO-C_17_0_4_DVI7911 | DVI7911 | 33 | Wind | Wind speed | m/s | 2015-06-25 | present | 0 | 17 | 4 | 600
1184 | LEO-C_17_0_5_DVI7911 | DVI7911 | 33 | Wind | Wind speed | m/s | 2015-06-25 | present | 0 | 17 | 5 | 1000
1185 | LEO-C_24_0_1_DVI7911 | DVI7911 | 33 | Wind | Wind speed | m/s | 2015-06-25 | present | 0 | 24 | 1 | 25
1186 | LEO-C_24_0_2_DVI7911 | DVI7911 | 33 | Wind | Wind speed | m/s | 2015-06-25 | present | 0 | 24 | 2 | 100
1187 | LEO-C_24_0_3_DVI7911 | DVI7911 | 33 | Wind | Wind speed | m/s | 2015-06-25 | present | 0 | 24 | 3 | 300
1188 | LEO-C_24_0_4_DVI7911 | DVI7911 | 33 | Wind | Wind speed | m/s | 2015-06-25 | present | 0 | 24 | 4 | 600
1189 | LEO-C_24_0_5_DVI7911 | DVI7911 | 33 | Wind | Wind speed | m/s | 2015-06-25 | present | 0 | 24 | 5 | 1000
1190 | LEO-C_4_0_1_DVI7911 | DVI7911 | 33 | Wind | Wind speed | m/s | 2015-06-17 | present | 0 | 4 | 1 | 25
1191 | LEO-C_4_0_2_DVI7911 | DVI7911 | 33 | Wind | Wind speed | m/s | 2015-06-17 | present | 0 | 4 | 2 | 100
1192 | LEO-C_4_0_3_DVI7911 | DVI7911 | 33 | Wind | Wind speed | m/s | 2015-06-17 | present | 0 | 4 | 3 | 300
1193 | LEO-C_4_0_4_DVI7911 | DVI7911 | 33 | Wind | Wind speed | m/s | 2015-06-17 | 2024-08-09 | 0 | 4 | 4 | 600
1195 | LEO-C_10_-2_1_DVI7911 | DVI7911 | 33 | Wind | Wind speed | m/s | 2015-06-17 | present | -2 | 10 | 1 | 25
1196 | LEO-C_10_-2_2_DVI7911 | DVI7911 | 33 | Wind | Wind speed | m/s | 2015-06-17 | present | -2 | 10 | 2 | 100
1197 | LEO-C_10_-2_3_DVI7911 | DVI7911 | 33 | Wind | Wind speed | m/s | 2015-06-17 | present | -2 | 10 | 3 | 300
1198 | LEO-C_10_-2_4_DVI7911 | DVI7911 | 33 | Wind | Wind speed | m/s | 2015-06-17 | present | -2 | 10 | 4 | 600
1199 | LEO-C_10_-2_5_DVI7911 | DVI7911 | 33 | Wind | Wind speed | m/s | 2015-06-17 | present | -2 | 10 | 5 | 1000
1200 | LEO-C_10_2_1_DVI7911 | DVI7911 | 33 | Wind | Wind speed | m/s | 2015-06-17 | present | 2 | 10 | 1 | 25
1201 | LEO-C_10_2_2_DVI7911 | DVI7911 | 33 | Wind | Wind speed | m/s | 2015-06-17 | present | 2 | 10 | 2 | 100
1202 | LEO-C_10_2_3_DVI7911 | DVI7911 | 33 | Wind | Wind speed | m/s | 2015-06-17 | present | 2 | 10 | 3 | 300
1203 | LEO-C_10_2_4_DVI7911 | DVI7911 | 33 | Wind | Wind speed | m/s | 2015-06-17 | present | 2 | 10 | 4 | 600
1204 | LEO-C_10_2_5_DVI7911 | DVI7911 | 33 | Wind | Wind speed | m/s | 2015-06-17 | present | 2 | 10 | 5 | 1000
1180 | LEO-C_17_0_1_DVI7911 | DVI7911 | 34 | WindDir | Wind direction | deg | 2015-06-25 | present | 0 | 17 | 1 | 25
1181 | LEO-C_17_0_2_DVI7911 | DVI7911 | 34 | WindDir | Wind direction | deg | 2015-06-25 | present | 0 | 17 | 2 | 100
1182 | LEO-C_17_0_3_DVI7911 | DVI7911 | 34 | WindDir | Wind direction | deg | 2015-06-25 | present | 0 | 17 | 3 | 300
1183 | LEO-C_17_0_4_DVI7911 | DVI7911 | 34 | WindDir | Wind direction | deg | 2015-06-25 | present | 0 | 17 | 4 | 600
1184 | LEO-C_17_0_5_DVI7911 | DVI7911 | 34 | WindDir | Wind direction | deg | 2015-06-25 | present | 0 | 17 | 5 | 1000
1185 | LEO-C_24_0_1_DVI7911 | DVI7911 | 34 | WindDir | Wind direction | deg | 2015-06-25 | present | 0 | 24 | 1 | 25
1186 | LEO-C_24_0_2_DVI7911 | DVI7911 | 34 | WindDir | Wind direction | deg | 2015-06-25 | present | 0 | 24 | 2 | 100
1187 | LEO-C_24_0_3_DVI7911 | DVI7911 | 34 | WindDir | Wind direction | deg | 2015-06-25 | present | 0 | 24 | 3 | 300
1188 | LEO-C_24_0_4_DVI7911 | DVI7911 | 34 | WindDir | Wind direction | deg | 2015-06-25 | present | 0 | 24 | 4 | 600
1189 | LEO-C_24_0_5_DVI7911 | DVI7911 | 34 | WindDir | Wind direction | deg | 2015-06-25 | present | 0 | 24 | 5 | 1000
1190 | LEO-C_4_0_1_DVI7911 | DVI7911 | 34 | WindDir | Wind direction | deg | 2015-06-17 | present | 0 | 4 | 1 | 25
1191 | LEO-C_4_0_2_DVI7911 | DVI7911 | 34 | WindDir | Wind direction | deg | 2015-06-17 | present | 0 | 4 | 2 | 100
1192 | LEO-C_4_0_3_DVI7911 | DVI7911 | 34 | WindDir | Wind direction | deg | 2015-06-17 | present | 0 | 4 | 3 | 300
1193 | LEO-C_4_0_4_DVI7911 | DVI7911 | 34 | WindDir | Wind direction | deg | 2015-06-17 | 2024-08-09 | 0 | 4 | 4 | 600
1195 | LEO-C_10_-2_1_DVI7911 | DVI7911 | 34 | WindDir | Wind direction | deg | 2015-06-17 | present | -2 | 10 | 1 | 25
1196 | LEO-C_10_-2_2_DVI7911 | DVI7911 | 34 | WindDir | Wind direction | deg | 2015-06-17 | present | -2 | 10 | 2 | 100
1197 | LEO-C_10_-2_3_DVI7911 | DVI7911 | 34 | WindDir | Wind direction | deg | 2015-06-17 | present | -2 | 10 | 3 | 300
1198 | LEO-C_10_-2_4_DVI7911 | DVI7911 | 34 | WindDir | Wind direction | deg | 2015-06-17 | present | -2 | 10 | 4 | 600
1199 | LEO-C_10_-2_5_DVI7911 | DVI7911 | 34 | WindDir | Wind direction | deg | 2015-06-17 | present | -2 | 10 | 5 | 1000
1200 | LEO-C_10_2_1_DVI7911 | DVI7911 | 34 | WindDir | Wind direction | deg | 2015-06-17 | present | 2 | 10 | 1 | 25
1201 | LEO-C_10_2_2_DVI7911 | DVI7911 | 34 | WindDir | Wind direction | deg | 2015-06-17 | present | 2 | 10 | 2 | 100
1202 | LEO-C_10_2_3_DVI7911 | DVI7911 | 34 | WindDir | Wind direction | deg | 2015-06-17 | present | 2 | 10 | 3 | 300
1203 | LEO-C_10_2_4_DVI7911 | DVI7911 | 34 | WindDir | Wind direction | deg | 2015-06-17 | present | 2 | 10 | 4 | 600
1204 | LEO-C_10_2_5_DVI7911 | DVI7911 | 34 | WindDir | Wind direction | deg | 2015-06-17 | present | 2 | 10 | 5 | 1000
1180 | LEO-C_17_0_1_DVI7911 | DVI7911 | 70 | WindAvg | Wind speed | m/s | 2024-08-09 | present | 0 | 17 | 1 | 25
1181 | LEO-C_17_0_2_DVI7911 | DVI7911 | 70 | WindAvg | Wind speed | m/s | 2024-08-09 | present | 0 | 17 | 2 | 100
1182 | LEO-C_17_0_3_DVI7911 | DVI7911 | 70 | WindAvg | Wind speed | m/s | 2024-08-09 | present | 0 | 17 | 3 | 300
1183 | LEO-C_17_0_4_DVI7911 | DVI7911 | 70 | WindAvg | Wind speed | m/s | 2024-08-09 | present | 0 | 17 | 4 | 600
1184 | LEO-C_17_0_5_DVI7911 | DVI7911 | 70 | WindAvg | Wind speed | m/s | 2024-08-09 | present | 0 | 17 | 5 | 1000
1185 | LEO-C_24_0_1_DVI7911 | DVI7911 | 70 | WindAvg | Wind speed | m/s | 2024-08-09 | present | 0 | 24 | 1 | 25
1186 | LEO-C_24_0_2_DVI7911 | DVI7911 | 70 | WindAvg | Wind speed | m/s | 2024-08-09 | present | 0 | 24 | 2 | 100
1187 | LEO-C_24_0_3_DVI7911 | DVI7911 | 70 | WindAvg | Wind speed | m/s | 2024-08-09 | present | 0 | 24 | 3 | 300
1188 | LEO-C_24_0_4_DVI7911 | DVI7911 | 70 | WindAvg | Wind speed | m/s | 2024-08-09 | present | 0 | 24 | 4 | 600
1189 | LEO-C_24_0_5_DVI7911 | DVI7911 | 70 | WindAvg | Wind speed | m/s | 2024-08-09 | present | 0 | 24 | 5 | 1000
1190 | LEO-C_4_0_1_DVI7911 | DVI7911 | 70 | WindAvg | Wind speed | m/s | 2024-08-09 | present | 0 | 4 | 1 | 25
1191 | LEO-C_4_0_2_DVI7911 | DVI7911 | 70 | WindAvg | Wind speed | m/s | 2024-08-09 | present | 0 | 4 | 2 | 100
1192 | LEO-C_4_0_3_DVI7911 | DVI7911 | 70 | WindAvg | Wind speed | m/s | 2024-08-09 | present | 0 | 4 | 3 | 300
1193 | LEO-C_4_0_4_DVI7911 | DVI7911 | 70 | WindAvg | Wind speed | m/s | 2024-08-09 | present | 0 | 4 | 4 | 600
1195 | LEO-C_10_-2_1_DVI7911 | DVI7911 | 70 | WindAvg | Wind speed | m/s | 2024-08-09 | present | -2 | 10 | 1 | 25
1196 | LEO-C_10_-2_2_DVI7911 | DVI7911 | 70 | WindAvg | Wind speed | m/s |  |  | -2 | 10 | 2 | 100
1197 | LEO-C_10_-2_3_DVI7911 | DVI7911 | 70 | WindAvg | Wind speed | m/s | 2024-08-09 | present | -2 | 10 | 3 | 300
1198 | LEO-C_10_-2_4_DVI7911 | DVI7911 | 70 | WindAvg | Wind speed | m/s | 2024-08-09 | present | -2 | 10 | 4 | 600
1199 | LEO-C_10_-2_5_DVI7911 | DVI7911 | 70 | WindAvg | Wind speed | m/s | 2024-08-09 | present | -2 | 10 | 5 | 1000
1200 | LEO-C_10_2_1_DVI7911 | DVI7911 | 70 | WindAvg | Wind speed | m/s | 2024-08-09 | present | 2 | 10 | 1 | 25
1201 | LEO-C_10_2_2_DVI7911 | DVI7911 | 70 | WindAvg | Wind speed | m/s | 2024-08-09 | present | 2 | 10 | 2 | 100
1202 | LEO-C_10_2_3_DVI7911 | DVI7911 | 70 | WindAvg | Wind speed | m/s | 2024-08-09 | present | 2 | 10 | 3 | 300
1203 | LEO-C_10_2_4_DVI7911 | DVI7911 | 70 | WindAvg | Wind speed | m/s | 2024-08-09 | present | 2 | 10 | 4 | 600
1204 | LEO-C_10_2_5_DVI7911 | DVI7911 | 70 | WindAvg | Wind speed | m/s | 2024-08-09 | present | 2 | 10 | 5 | 1000

## CSAT3
SENSORID | SENSORCODE | SENSORTYPE | VARIABLEID | VARIABLECODE | VARIABLENAME | UNITS | Data From | Data End | X-across | Y-upslope | Level | Height [cm]
1179 | LEO-C_17_0_z_CSAT3 | CSAT3 | 28 | Sound | Speed of sound | m/s | 2015-06-25 | present | 0 | 17 | 0 | 100
1179 | LEO-C_17_0_z_CSAT3 | CSAT3 | 35 | Ux | Wind speed | m/s | 2015-06-25 | present | 0 | 17 | 0 | 100
1179 | LEO-C_17_0_z_CSAT3 | CSAT3 | 36 | Uy | Wind speed | m/s | 2015-06-25 | present | 0 | 17 | 0 | 100
1179 | LEO-C_17_0_z_CSAT3 | CSAT3 | 37 | Uz | Wind speed | m/s | 2015-06-25 | present | 0 | 17 | 0 | 100

## LI-COR
SENSORID | SENSORCODE | SENSORTYPE | VARIABLEID | VARIABLECODE | VARIABLENAME | UNITS | Data From | Data End | X-across | Y-upslope | Level | Height [cm]
1275 | LEO-C_4_0_1_LI-7000 | LI-7000 | 55 | CO2_cellA | Carbon dioxide | umol/mol | No Data |  | 0 | 4 | 1 | 25
1276 | LEO-C_4_0_2_LI-7000 | LI-7000 | 55 | CO2_cellA | Carbon dioxide | umol/mol |  |  | 0 | 4 | 2 | 100
1277 | LEO-C_4_0_3_LI-7000 | LI-7000 | 55 | CO2_cellA | Carbon dioxide | umol/mol |  |  | 0 | 4 | 3 | 300
1278 | LEO-C_4_0_4_LI-7000 | LI-7000 | 55 | CO2_cellA | Carbon dioxide | umol/mol |  |  | 0 | 4 | 4 | 600
1279 | LEO-C_10_-2_1_LI-7000 | LI-7000 | 55 | CO2_cellA | Carbon dioxide | umol/mol |  |  | -2 | 10 | 1 | 25
1280 | LEO-C_10_-2_2_LI-7000 | LI-7000 | 55 | CO2_cellA | Carbon dioxide | umol/mol |  |  | -2 | 10 | 2 | 100
1281 | LEO-C_10_-2_3_LI-7000 | LI-7000 | 55 | CO2_cellA | Carbon dioxide | umol/mol |  |  | -2 | 10 | 3 | 300
1282 | LEO-C_10_-2_4_LI-7000 | LI-7000 | 55 | CO2_cellA | Carbon dioxide | umol/mol |  |  | -2 | 10 | 4 | 600
1283 | LEO-C_10_-2_5_LI-7000 | LI-7000 | 55 | CO2_cellA | Carbon dioxide | umol/mol |  |  | -2 | 10 | 5 | 1000
1284 | LEO-C_10_2_1_LI-7000 | LI-7000 | 55 | CO2_cellA | Carbon dioxide | umol/mol |  |  | 2 | 10 | 1 | 25
1285 | LEO-C_10_2_2_LI-7000 | LI-7000 | 55 | CO2_cellA | Carbon dioxide | umol/mol |  |  | 2 | 10 | 2 | 100
1286 | LEO-C_10_2_3_LI-7000 | LI-7000 | 55 | CO2_cellA | Carbon dioxide | umol/mol |  |  | 2 | 10 | 3 | 300
1287 | LEO-C_10_2_4_LI-7000 | LI-7000 | 55 | CO2_cellA | Carbon dioxide | umol/mol |  |  | 2 | 10 | 4 | 600
1288 | LEO-C_10_2_5_LI-7000 | LI-7000 | 55 | CO2_cellA | Carbon dioxide | umol/mol |  |  | 2 | 10 | 5 | 1000
1289 | LEO-C_17_0_1_LI-7000 | LI-7000 | 55 | CO2_cellA | Carbon dioxide | umol/mol |  |  | 0 | 17 | 1 | 25
1290 | LEO-C_17_0_2_LI-7000 | LI-7000 | 55 | CO2_cellA | Carbon dioxide | umol/mol |  |  | 0 | 17 | 2 | 100
1291 | LEO-C_17_0_3_LI-7000 | LI-7000 | 55 | CO2_cellA | Carbon dioxide | umol/mol |  |  | 0 | 17 | 3 | 300
1292 | LEO-C_17_0_4_LI-7000 | LI-7000 | 55 | CO2_cellA | Carbon dioxide | umol/mol |  |  | 0 | 17 | 4 | 600
1293 | LEO-C_17_0_5_LI-7000 | LI-7000 | 55 | CO2_cellA | Carbon dioxide | umol/mol |  |  | 0 | 17 | 5 | 1000
1294 | LEO-C_24_0_1_LI-7000 | LI-7000 | 55 | CO2_cellA | Carbon dioxide | umol/mol |  |  | 0 | 24 | 1 | 25
1295 | LEO-C_24_0_2_LI-7000 | LI-7000 | 55 | CO2_cellA | Carbon dioxide | umol/mol |  |  | 0 | 24 | 2 | 100
1296 | LEO-C_24_0_3_LI-7000 | LI-7000 | 55 | CO2_cellA | Carbon dioxide | umol/mol |  |  | 0 | 24 | 3 | 300
1297 | LEO-C_24_0_4_LI-7000 | LI-7000 | 55 | CO2_cellA | Carbon dioxide | umol/mol |  |  | 0 | 24 | 4 | 600
1298 | LEO-C_24_0_5_LI-7000 | LI-7000 | 55 | CO2_cellA | Carbon dioxide | umol/mol |  |  | 0 | 24 | 5 | 1000
1299 | LEO-G_StandardA_LI-7000 | LI-7000 | 55 | CO2_cellA | Carbon dioxide | umol/mol |  |  | 0 | 0 | 0
1300 | LEO-G_StandardB_LI-7000 | LI-7000 | 55 | CO2_cellA | Carbon dioxide | umol/mol |  |  | 0 | 0 | 0
1301 | LEO-G_StandardC_LI-7000 | LI-7000 | 55 | CO2_cellA | Carbon dioxide | umol/mol |  |  | 0 | 0 | 0
1302 | LEO-C_AirInflow_LI-7000 | LI-7000 | 55 | CO2_cellA | Carbon dioxide | umol/mol |  |  | 0 | 0 | 0
1303 | LEO-C_AirOutflow_LI-7000 | LI-7000 | 55 | CO2_cellA | Carbon dioxide | umol/mol |  |  | 0 | 0 | 0
1304 | LEO-G_StandardD_LI-7000 | LI-7000 | 55 | CO2_cellA | Carbon dioxide | umol/mol |  |  | 0 | 0 | 0
1305 | LEO-C_Vent_LI-7000 | LI-7000 | 55 | CO2_cellA | Carbon dioxide | umol/mol |  |  | 0 | 0 | 0
1309 | LEO-G_CTest_LI-7000 | LI-7000 | 55 | CO2_cellA | Carbon dioxide | umol/mol | 2024-11-05 | 2025-02-24 | 0 | 0 | 0
1275 | LEO-C_4_0_1_LI-7000 | LI-7000 | 56 | CO2_cellB | Carbon dioxide | umol/mol |  |  | 0 | 4 | 1 | 25
1276 | LEO-C_4_0_2_LI-7000 | LI-7000 | 56 | CO2_cellB | Carbon dioxide | umol/mol |  |  | 0 | 4 | 2 | 100
1277 | LEO-C_4_0_3_LI-7000 | LI-7000 | 56 | CO2_cellB | Carbon dioxide | umol/mol |  |  | 0 | 4 | 3 | 300
1278 | LEO-C_4_0_4_LI-7000 | LI-7000 | 56 | CO2_cellB | Carbon dioxide | umol/mol |  |  | 0 | 4 | 4 | 600
1279 | LEO-C_10_-2_1_LI-7000 | LI-7000 | 56 | CO2_cellB | Carbon dioxide | umol/mol |  |  | -2 | 10 | 1 | 25
1280 | LEO-C_10_-2_2_LI-7000 | LI-7000 | 56 | CO2_cellB | Carbon dioxide | umol/mol |  |  | -2 | 10 | 2 | 100
1281 | LEO-C_10_-2_3_LI-7000 | LI-7000 | 56 | CO2_cellB | Carbon dioxide | umol/mol |  |  | -2 | 10 | 3 | 300
1282 | LEO-C_10_-2_4_LI-7000 | LI-7000 | 56 | CO2_cellB | Carbon dioxide | umol/mol |  |  | -2 | 10 | 4 | 600
1283 | LEO-C_10_-2_5_LI-7000 | LI-7000 | 56 | CO2_cellB | Carbon dioxide | umol/mol |  |  | -2 | 10 | 5 | 1000
1284 | LEO-C_10_2_1_LI-7000 | LI-7000 | 56 | CO2_cellB | Carbon dioxide | umol/mol |  |  | 2 | 10 | 1 | 25
1285 | LEO-C_10_2_2_LI-7000 | LI-7000 | 56 | CO2_cellB | Carbon dioxide | umol/mol |  |  | 2 | 10 | 2 | 100
1286 | LEO-C_10_2_3_LI-7000 | LI-7000 | 56 | CO2_cellB | Carbon dioxide | umol/mol |  |  | 2 | 10 | 3 | 300
1287 | LEO-C_10_2_4_LI-7000 | LI-7000 | 56 | CO2_cellB | Carbon dioxide | umol/mol |  |  | 2 | 10 | 4 | 600
1288 | LEO-C_10_2_5_LI-7000 | LI-7000 | 56 | CO2_cellB | Carbon dioxide | umol/mol |  |  | 2 | 10 | 5 | 1000
1289 | LEO-C_17_0_1_LI-7000 | LI-7000 | 56 | CO2_cellB | Carbon dioxide | umol/mol |  |  | 0 | 17 | 1 | 25
1290 | LEO-C_17_0_2_LI-7000 | LI-7000 | 56 | CO2_cellB | Carbon dioxide | umol/mol |  |  | 0 | 17 | 2 | 100
1291 | LEO-C_17_0_3_LI-7000 | LI-7000 | 56 | CO2_cellB | Carbon dioxide | umol/mol |  |  | 0 | 17 | 3 | 300
1292 | LEO-C_17_0_4_LI-7000 | LI-7000 | 56 | CO2_cellB | Carbon dioxide | umol/mol |  |  | 0 | 17 | 4 | 600
1293 | LEO-C_17_0_5_LI-7000 | LI-7000 | 56 | CO2_cellB | Carbon dioxide | umol/mol |  |  | 0 | 17 | 5 | 1000
1294 | LEO-C_24_0_1_LI-7000 | LI-7000 | 56 | CO2_cellB | Carbon dioxide | umol/mol |  |  | 0 | 24 | 1 | 25
1295 | LEO-C_24_0_2_LI-7000 | LI-7000 | 56 | CO2_cellB | Carbon dioxide | umol/mol |  |  | 0 | 24 | 2 | 100
1296 | LEO-C_24_0_3_LI-7000 | LI-7000 | 56 | CO2_cellB | Carbon dioxide | umol/mol |  |  | 0 | 24 | 3 | 300
1297 | LEO-C_24_0_4_LI-7000 | LI-7000 | 56 | CO2_cellB | Carbon dioxide | umol/mol |  |  | 0 | 24 | 4 | 600
1298 | LEO-C_24_0_5_LI-7000 | LI-7000 | 56 | CO2_cellB | Carbon dioxide | umol/mol |  |  | 0 | 24 | 5 | 1000
1299 | LEO-G_StandardA_LI-7000 | LI-7000 | 56 | CO2_cellB | Carbon dioxide | umol/mol |  |  | 0 | 0 | 0
1300 | LEO-G_StandardB_LI-7000 | LI-7000 | 56 | CO2_cellB | Carbon dioxide | umol/mol |  |  | 0 | 0 | 0
1301 | LEO-G_StandardC_LI-7000 | LI-7000 | 56 | CO2_cellB | Carbon dioxide | umol/mol |  |  | 0 | 0 | 0
1302 | LEO-C_AirInflow_LI-7000 | LI-7000 | 56 | CO2_cellB | Carbon dioxide | umol/mol |  |  | 0 | 0 | 0
1303 | LEO-C_AirOutflow_LI-7000 | LI-7000 | 56 | CO2_cellB | Carbon dioxide | umol/mol |  |  | 0 | 0 | 0
1304 | LEO-G_StandardD_LI-7000 | LI-7000 | 56 | CO2_cellB | Carbon dioxide | umol/mol |  |  | 0 | 0 | 0
1305 | LEO-C_Vent_LI-7000 | LI-7000 | 56 | CO2_cellB | Carbon dioxide | umol/mol |  |  | 0 | 0 | 0
1309 | LEO-G_CTest_LI-7000 | LI-7000 | 56 | CO2_cellB | Carbon dioxide | umol/mol | 2024-11-05 | 2025-02-24 | 0 | 0 | 0
1275 | LEO-C_4_0_1_LI-7000 | LI-7000 | 57 | H2O_cellA | Water vapor concentration | mmol/mol |  |  | 0 | 4 | 1 | 25
1276 | LEO-C_4_0_2_LI-7000 | LI-7000 | 57 | H2O_cellA | Water vapor concentration | mmol/mol |  |  | 0 | 4 | 2 | 100
1277 | LEO-C_4_0_3_LI-7000 | LI-7000 | 57 | H2O_cellA | Water vapor concentration | mmol/mol |  |  | 0 | 4 | 3 | 300
1278 | LEO-C_4_0_4_LI-7000 | LI-7000 | 57 | H2O_cellA | Water vapor concentration | mmol/mol |  |  | 0 | 4 | 4 | 600
1279 | LEO-C_10_-2_1_LI-7000 | LI-7000 | 57 | H2O_cellA | Water vapor concentration | mmol/mol |  |  | -2 | 10 | 1 | 25
1280 | LEO-C_10_-2_2_LI-7000 | LI-7000 | 57 | H2O_cellA | Water vapor concentration | mmol/mol |  |  | -2 | 10 | 2 | 100
1281 | LEO-C_10_-2_3_LI-7000 | LI-7000 | 57 | H2O_cellA | Water vapor concentration | mmol/mol |  |  | -2 | 10 | 3 | 300
1282 | LEO-C_10_-2_4_LI-7000 | LI-7000 | 57 | H2O_cellA | Water vapor concentration | mmol/mol |  |  | -2 | 10 | 4 | 600
1283 | LEO-C_10_-2_5_LI-7000 | LI-7000 | 57 | H2O_cellA | Water vapor concentration | mmol/mol |  |  | -2 | 10 | 5 | 1000
1284 | LEO-C_10_2_1_LI-7000 | LI-7000 | 57 | H2O_cellA | Water vapor concentration | mmol/mol |  |  | 2 | 10 | 1 | 25
1285 | LEO-C_10_2_2_LI-7000 | LI-7000 | 57 | H2O_cellA | Water vapor concentration | mmol/mol |  |  | 2 | 10 | 2 | 100
1286 | LEO-C_10_2_3_LI-7000 | LI-7000 | 57 | H2O_cellA | Water vapor concentration | mmol/mol |  |  | 2 | 10 | 3 | 300
1287 | LEO-C_10_2_4_LI-7000 | LI-7000 | 57 | H2O_cellA | Water vapor concentration | mmol/mol |  |  | 2 | 10 | 4 | 600
1288 | LEO-C_10_2_5_LI-7000 | LI-7000 | 57 | H2O_cellA | Water vapor concentration | mmol/mol |  |  | 2 | 10 | 5 | 1000
1289 | LEO-C_17_0_1_LI-7000 | LI-7000 | 57 | H2O_cellA | Water vapor concentration | mmol/mol |  |  | 0 | 17 | 1 | 25
1290 | LEO-C_17_0_2_LI-7000 | LI-7000 | 57 | H2O_cellA | Water vapor concentration | mmol/mol |  |  | 0 | 17 | 2 | 100
1291 | LEO-C_17_0_3_LI-7000 | LI-7000 | 57 | H2O_cellA | Water vapor concentration | mmol/mol |  |  | 0 | 17 | 3 | 300
1292 | LEO-C_17_0_4_LI-7000 | LI-7000 | 57 | H2O_cellA | Water vapor concentration | mmol/mol |  |  | 0 | 17 | 4 | 600
1293 | LEO-C_17_0_5_LI-7000 | LI-7000 | 57 | H2O_cellA | Water vapor concentration | mmol/mol |  |  | 0 | 17 | 5 | 1000
1294 | LEO-C_24_0_1_LI-7000 | LI-7000 | 57 | H2O_cellA | Water vapor concentration | mmol/mol |  |  | 0 | 24 | 1 | 25
1295 | LEO-C_24_0_2_LI-7000 | LI-7000 | 57 | H2O_cellA | Water vapor concentration | mmol/mol |  |  | 0 | 24 | 2 | 100
1296 | LEO-C_24_0_3_LI-7000 | LI-7000 | 57 | H2O_cellA | Water vapor concentration | mmol/mol |  |  | 0 | 24 | 3 | 300
1297 | LEO-C_24_0_4_LI-7000 | LI-7000 | 57 | H2O_cellA | Water vapor concentration | mmol/mol |  |  | 0 | 24 | 4 | 600
1298 | LEO-C_24_0_5_LI-7000 | LI-7000 | 57 | H2O_cellA | Water vapor concentration | mmol/mol |  |  | 0 | 24 | 5 | 1000
1299 | LEO-G_StandardA_LI-7000 | LI-7000 | 57 | H2O_cellA | Water vapor concentration | mmol/mol |  |  | 0 | 0 | 0
1300 | LEO-G_StandardB_LI-7000 | LI-7000 | 57 | H2O_cellA | Water vapor concentration | mmol/mol |  |  | 0 | 0 | 0
1301 | LEO-G_StandardC_LI-7000 | LI-7000 | 57 | H2O_cellA | Water vapor concentration | mmol/mol |  |  | 0 | 0 | 0
1302 | LEO-C_AirInflow_LI-7000 | LI-7000 | 57 | H2O_cellA | Water vapor concentration | mmol/mol |  |  | 0 | 0 | 0
1303 | LEO-C_AirOutflow_LI-7000 | LI-7000 | 57 | H2O_cellA | Water vapor concentration | mmol/mol |  |  | 0 | 0 | 0
1304 | LEO-G_StandardD_LI-7000 | LI-7000 | 57 | H2O_cellA | Water vapor concentration | mmol/mol |  |  | 0 | 0 | 0
1305 | LEO-C_Vent_LI-7000 | LI-7000 | 57 | H2O_cellA | Water vapor concentration | mmol/mol |  |  | 0 | 0 | 0
1309 | LEO-G_CTest_LI-7000 | LI-7000 | 57 | H2O_cellA | Water vapor concentration | mmol/mol | 2024-11-05 | 2025-02-24 | 0 | 0 | 0
1275 | LEO-C_4_0_1_LI-7000 | LI-7000 | 58 | H2O_cellB | Water vapor concentration | mmol/mol |  |  | 0 | 4 | 1 | 25
1276 | LEO-C_4_0_2_LI-7000 | LI-7000 | 58 | H2O_cellB | Water vapor concentration | mmol/mol |  |  | 0 | 4 | 2 | 100
1277 | LEO-C_4_0_3_LI-7000 | LI-7000 | 58 | H2O_cellB | Water vapor concentration | mmol/mol |  |  | 0 | 4 | 3 | 300
1278 | LEO-C_4_0_4_LI-7000 | LI-7000 | 58 | H2O_cellB | Water vapor concentration | mmol/mol |  |  | 0 | 4 | 4 | 600
1279 | LEO-C_10_-2_1_LI-7000 | LI-7000 | 58 | H2O_cellB | Water vapor concentration | mmol/mol |  |  | -2 | 10 | 1 | 25
1280 | LEO-C_10_-2_2_LI-7000 | LI-7000 | 58 | H2O_cellB | Water vapor concentration | mmol/mol |  |  | -2 | 10 | 2 | 100
1281 | LEO-C_10_-2_3_LI-7000 | LI-7000 | 58 | H2O_cellB | Water vapor concentration | mmol/mol |  |  | -2 | 10 | 3 | 300
1282 | LEO-C_10_-2_4_LI-7000 | LI-7000 | 58 | H2O_cellB | Water vapor concentration | mmol/mol |  |  | -2 | 10 | 4 | 600
1283 | LEO-C_10_-2_5_LI-7000 | LI-7000 | 58 | H2O_cellB | Water vapor concentration | mmol/mol |  |  | -2 | 10 | 5 | 1000
1284 | LEO-C_10_2_1_LI-7000 | LI-7000 | 58 | H2O_cellB | Water vapor concentration | mmol/mol |  |  | 2 | 10 | 1 | 25
1285 | LEO-C_10_2_2_LI-7000 | LI-7000 | 58 | H2O_cellB | Water vapor concentration | mmol/mol |  |  | 2 | 10 | 2 | 100
1286 | LEO-C_10_2_3_LI-7000 | LI-7000 | 58 | H2O_cellB | Water vapor concentration | mmol/mol |  |  | 2 | 10 | 3 | 300
1287 | LEO-C_10_2_4_LI-7000 | LI-7000 | 58 | H2O_cellB | Water vapor concentration | mmol/mol |  |  | 2 | 10 | 4 | 600
1288 | LEO-C_10_2_5_LI-7000 | LI-7000 | 58 | H2O_cellB | Water vapor concentration | mmol/mol |  |  | 2 | 10 | 5 | 1000
1289 | LEO-C_17_0_1_LI-7000 | LI-7000 | 58 | H2O_cellB | Water vapor concentration | mmol/mol |  |  | 0 | 17 | 1 | 25
1290 | LEO-C_17_0_2_LI-7000 | LI-7000 | 58 | H2O_cellB | Water vapor concentration | mmol/mol |  |  | 0 | 17 | 2 | 100
1291 | LEO-C_17_0_3_LI-7000 | LI-7000 | 58 | H2O_cellB | Water vapor concentration | mmol/mol |  |  | 0 | 17 | 3 | 300
1292 | LEO-C_17_0_4_LI-7000 | LI-7000 | 58 | H2O_cellB | Water vapor concentration | mmol/mol |  |  | 0 | 17 | 4 | 600
1293 | LEO-C_17_0_5_LI-7000 | LI-7000 | 58 | H2O_cellB | Water vapor concentration | mmol/mol |  |  | 0 | 17 | 5 | 1000
1294 | LEO-C_24_0_1_LI-7000 | LI-7000 | 58 | H2O_cellB | Water vapor concentration | mmol/mol |  |  | 0 | 24 | 1 | 25
1295 | LEO-C_24_0_2_LI-7000 | LI-7000 | 58 | H2O_cellB | Water vapor concentration | mmol/mol |  |  | 0 | 24 | 2 | 100
1296 | LEO-C_24_0_3_LI-7000 | LI-7000 | 58 | H2O_cellB | Water vapor concentration | mmol/mol |  |  | 0 | 24 | 3 | 300
1297 | LEO-C_24_0_4_LI-7000 | LI-7000 | 58 | H2O_cellB | Water vapor concentration | mmol/mol |  |  | 0 | 24 | 4 | 600
1298 | LEO-C_24_0_5_LI-7000 | LI-7000 | 58 | H2O_cellB | Water vapor concentration | mmol/mol |  |  | 0 | 24 | 5 | 1000
1299 | LEO-G_StandardA_LI-7000 | LI-7000 | 58 | H2O_cellB | Water vapor concentration | mmol/mol |  |  | 0 | 0 | 0
1300 | LEO-G_StandardB_LI-7000 | LI-7000 | 58 | H2O_cellB | Water vapor concentration | mmol/mol |  |  | 0 | 0 | 0
1301 | LEO-G_StandardC_LI-7000 | LI-7000 | 58 | H2O_cellB | Water vapor concentration | mmol/mol |  |  | 0 | 0 | 0
1302 | LEO-C_AirInflow_LI-7000 | LI-7000 | 58 | H2O_cellB | Water vapor concentration | mmol/mol |  |  | 0 | 0 | 0
1303 | LEO-C_AirOutflow_LI-7000 | LI-7000 | 58 | H2O_cellB | Water vapor concentration | mmol/mol |  |  | 0 | 0 | 0
1304 | LEO-G_StandardD_LI-7000 | LI-7000 | 58 | H2O_cellB | Water vapor concentration | mmol/mol |  |  | 0 | 0 | 0
1305 | LEO-C_Vent_LI-7000 | LI-7000 | 58 | H2O_cellB | Water vapor concentration | mmol/mol |  |  | 0 | 0 | 0
1309 | LEO-G_CTest_LI-7000 | LI-7000 | 58 | H2O_cellB | Water vapor concentration | mmol/mol | 2024-11-05 | 2025-02-24 | 0 | 0 | 0
1275 | LEO-C_4_0_1_LI-7000 | LI-7000 | 59 | IRGA_Temp | Temperature | degC |  |  | 0 | 4 | 1 | 25
1276 | LEO-C_4_0_2_LI-7000 | LI-7000 | 59 | IRGA_Temp | Temperature | degC |  |  | 0 | 4 | 2 | 100
1277 | LEO-C_4_0_3_LI-7000 | LI-7000 | 59 | IRGA_Temp | Temperature | degC |  |  | 0 | 4 | 3 | 300
1278 | LEO-C_4_0_4_LI-7000 | LI-7000 | 59 | IRGA_Temp | Temperature | degC |  |  | 0 | 4 | 4 | 600
1279 | LEO-C_10_-2_1_LI-7000 | LI-7000 | 59 | IRGA_Temp | Temperature | degC |  |  | -2 | 10 | 1 | 25
1280 | LEO-C_10_-2_2_LI-7000 | LI-7000 | 59 | IRGA_Temp | Temperature | degC |  |  | -2 | 10 | 2 | 100
1281 | LEO-C_10_-2_3_LI-7000 | LI-7000 | 59 | IRGA_Temp | Temperature | degC |  |  | -2 | 10 | 3 | 300
1282 | LEO-C_10_-2_4_LI-7000 | LI-7000 | 59 | IRGA_Temp | Temperature | degC |  |  | -2 | 10 | 4 | 600
1283 | LEO-C_10_-2_5_LI-7000 | LI-7000 | 59 | IRGA_Temp | Temperature | degC |  |  | -2 | 10 | 5 | 1000
1284 | LEO-C_10_2_1_LI-7000 | LI-7000 | 59 | IRGA_Temp | Temperature | degC |  |  | 2 | 10 | 1 | 25
1285 | LEO-C_10_2_2_LI-7000 | LI-7000 | 59 | IRGA_Temp | Temperature | degC |  |  | 2 | 10 | 2 | 100
1286 | LEO-C_10_2_3_LI-7000 | LI-7000 | 59 | IRGA_Temp | Temperature | degC |  |  | 2 | 10 | 3 | 300
1287 | LEO-C_10_2_4_LI-7000 | LI-7000 | 59 | IRGA_Temp | Temperature | degC |  |  | 2 | 10 | 4 | 600
1288 | LEO-C_10_2_5_LI-7000 | LI-7000 | 59 | IRGA_Temp | Temperature | degC |  |  | 2 | 10 | 5 | 1000
1289 | LEO-C_17_0_1_LI-7000 | LI-7000 | 59 | IRGA_Temp | Temperature | degC |  |  | 0 | 17 | 1 | 25
1290 | LEO-C_17_0_2_LI-7000 | LI-7000 | 59 | IRGA_Temp | Temperature | degC |  |  | 0 | 17 | 2 | 100
1291 | LEO-C_17_0_3_LI-7000 | LI-7000 | 59 | IRGA_Temp | Temperature | degC |  |  | 0 | 17 | 3 | 300
1292 | LEO-C_17_0_4_LI-7000 | LI-7000 | 59 | IRGA_Temp | Temperature | degC |  |  | 0 | 17 | 4 | 600
1293 | LEO-C_17_0_5_LI-7000 | LI-7000 | 59 | IRGA_Temp | Temperature | degC |  |  | 0 | 17 | 5 | 1000
1294 | LEO-C_24_0_1_LI-7000 | LI-7000 | 59 | IRGA_Temp | Temperature | degC |  |  | 0 | 24 | 1 | 25
1295 | LEO-C_24_0_2_LI-7000 | LI-7000 | 59 | IRGA_Temp | Temperature | degC |  |  | 0 | 24 | 2 | 100
1296 | LEO-C_24_0_3_LI-7000 | LI-7000 | 59 | IRGA_Temp | Temperature | degC |  |  | 0 | 24 | 3 | 300
1297 | LEO-C_24_0_4_LI-7000 | LI-7000 | 59 | IRGA_Temp | Temperature | degC |  |  | 0 | 24 | 4 | 600
1298 | LEO-C_24_0_5_LI-7000 | LI-7000 | 59 | IRGA_Temp | Temperature | degC |  |  | 0 | 24 | 5 | 1000
1299 | LEO-G_StandardA_LI-7000 | LI-7000 | 59 | IRGA_Temp | Temperature | degC |  |  | 0 | 0 | 0
1300 | LEO-G_StandardB_LI-7000 | LI-7000 | 59 | IRGA_Temp | Temperature | degC |  |  | 0 | 0 | 0
1301 | LEO-G_StandardC_LI-7000 | LI-7000 | 59 | IRGA_Temp | Temperature | degC |  |  | 0 | 0 | 0
1302 | LEO-C_AirInflow_LI-7000 | LI-7000 | 59 | IRGA_Temp | Temperature | degC |  |  | 0 | 0 | 0
1303 | LEO-C_AirOutflow_LI-7000 | LI-7000 | 59 | IRGA_Temp | Temperature | degC |  |  | 0 | 0 | 0
1304 | LEO-G_StandardD_LI-7000 | LI-7000 | 59 | IRGA_Temp | Temperature | degC |  |  | 0 | 0 | 0
1305 | LEO-C_Vent_LI-7000 | LI-7000 | 59 | IRGA_Temp | Temperature | degC |  |  | 0 | 0 | 0
1309 | LEO-G_CTest_LI-7000 | LI-7000 | 59 | IRGA_Temp | Temperature | degC | 2024-11-05 | 2025-02-24 | 0 | 0 | 0
1275 | LEO-C_4_0_1_LI-7000 | LI-7000 | 60 | Press_cellB | Pressure | kPa |  |  | 0 | 4 | 1 | 25
1276 | LEO-C_4_0_2_LI-7000 | LI-7000 | 60 | Press_cellB | Pressure | kPa |  |  | 0 | 4 | 2 | 100
1277 | LEO-C_4_0_3_LI-7000 | LI-7000 | 60 | Press_cellB | Pressure | kPa |  |  | 0 | 4 | 3 | 300
1278 | LEO-C_4_0_4_LI-7000 | LI-7000 | 60 | Press_cellB | Pressure | kPa |  |  | 0 | 4 | 4 | 600
1279 | LEO-C_10_-2_1_LI-7000 | LI-7000 | 60 | Press_cellB | Pressure | kPa |  |  | -2 | 10 | 1 | 25
1280 | LEO-C_10_-2_2_LI-7000 | LI-7000 | 60 | Press_cellB | Pressure | kPa |  |  | -2 | 10 | 2 | 100
1281 | LEO-C_10_-2_3_LI-7000 | LI-7000 | 60 | Press_cellB | Pressure | kPa |  |  | -2 | 10 | 3 | 300
1282 | LEO-C_10_-2_4_LI-7000 | LI-7000 | 60 | Press_cellB | Pressure | kPa |  |  | -2 | 10 | 4 | 600
1283 | LEO-C_10_-2_5_LI-7000 | LI-7000 | 60 | Press_cellB | Pressure | kPa |  |  | -2 | 10 | 5 | 1000
1284 | LEO-C_10_2_1_LI-7000 | LI-7000 | 60 | Press_cellB | Pressure | kPa |  |  | 2 | 10 | 1 | 25
1285 | LEO-C_10_2_2_LI-7000 | LI-7000 | 60 | Press_cellB | Pressure | kPa |  |  | 2 | 10 | 2 | 100
1286 | LEO-C_10_2_3_LI-7000 | LI-7000 | 60 | Press_cellB | Pressure | kPa |  |  | 2 | 10 | 3 | 300
1287 | LEO-C_10_2_4_LI-7000 | LI-7000 | 60 | Press_cellB | Pressure | kPa |  |  | 2 | 10 | 4 | 600
1288 | LEO-C_10_2_5_LI-7000 | LI-7000 | 60 | Press_cellB | Pressure | kPa |  |  | 2 | 10 | 5 | 1000
1289 | LEO-C_17_0_1_LI-7000 | LI-7000 | 60 | Press_cellB | Pressure | kPa |  |  | 0 | 17 | 1 | 25
1290 | LEO-C_17_0_2_LI-7000 | LI-7000 | 60 | Press_cellB | Pressure | kPa |  |  | 0 | 17 | 2 | 100
1291 | LEO-C_17_0_3_LI-7000 | LI-7000 | 60 | Press_cellB | Pressure | kPa |  |  | 0 | 17 | 3 | 300
1292 | LEO-C_17_0_4_LI-7000 | LI-7000 | 60 | Press_cellB | Pressure | kPa |  |  | 0 | 17 | 4 | 600
1293 | LEO-C_17_0_5_LI-7000 | LI-7000 | 60 | Press_cellB | Pressure | kPa |  |  | 0 | 17 | 5 | 1000
1294 | LEO-C_24_0_1_LI-7000 | LI-7000 | 60 | Press_cellB | Pressure | kPa |  |  | 0 | 24 | 1 | 25
1295 | LEO-C_24_0_2_LI-7000 | LI-7000 | 60 | Press_cellB | Pressure | kPa |  |  | 0 | 24 | 2 | 100
1296 | LEO-C_24_0_3_LI-7000 | LI-7000 | 60 | Press_cellB | Pressure | kPa |  |  | 0 | 24 | 3 | 300
1297 | LEO-C_24_0_4_LI-7000 | LI-7000 | 60 | Press_cellB | Pressure | kPa |  |  | 0 | 24 | 4 | 600
1298 | LEO-C_24_0_5_LI-7000 | LI-7000 | 60 | Press_cellB | Pressure | kPa |  |  | 0 | 24 | 5 | 1000
1299 | LEO-G_StandardA_LI-7000 | LI-7000 | 60 | Press_cellB | Pressure | kPa |  |  | 0 | 0 | 0
1300 | LEO-G_StandardB_LI-7000 | LI-7000 | 60 | Press_cellB | Pressure | kPa |  |  | 0 | 0 | 0
1301 | LEO-G_StandardC_LI-7000 | LI-7000 | 60 | Press_cellB | Pressure | kPa |  |  | 0 | 0 | 0
1302 | LEO-C_AirInflow_LI-7000 | LI-7000 | 60 | Press_cellB | Pressure | kPa |  |  | 0 | 0 | 0
1303 | LEO-C_AirOutflow_LI-7000 | LI-7000 | 60 | Press_cellB | Pressure | kPa |  |  | 0 | 0 | 0
1304 | LEO-G_StandardD_LI-7000 | LI-7000 | 60 | Press_cellB | Pressure | kPa |  |  | 0 | 0 | 0
1305 | LEO-C_Vent_LI-7000 | LI-7000 | 60 | Press_cellB | Pressure | kPa |  |  | 0 | 0 | 0
1309 | LEO-G_CTest_LI-7000 | LI-7000 | 60 | Press_cellB | Pressure | kPa | 2024-11-05 | 2025-02-24 | 0 | 0 | 0

## PTB110
SENSORID | SENSORCODE | SENSORTYPE | VARIABLEID | VARIABLECODE | VARIABLENAME | UNITS | Data From | Data End | X-across | Y-upslope | Level | Height [cm]
1257 | LEO-C_Ground_PTB110 | PTB110 | 1 | Volt | Voltage | V | 2016-07-25 | present
1257 | LEO-C_Ground_PTB110 | PTB110 | 64 | AirPress_hPa | Pressure | hPa | 2016-07-25 | present

## Control
SENSORID | SENSORCODE | SENSORTYPE | VARIABLEID | VARIABLECODE | VARIABLENAME | UNITS |  | Data From | Data End | X-across | Y-upslope | Level | Height [cm]
1149 | LEO-C_cRIO-LEO-Center-P01_DeviceT | DeviceT | 20 | DeviceTemp | Temperature | degC | DATAVALUES | 2013-07-25 | 2016-03-01
1150 | LEO-C_cRIO-LEO-Center-P02_DeviceT | DeviceT | 20 | DeviceTemp | Temperature | degC | DATAVALUES | 2013-07-25 | 2016-03-01
1151 | LEO-C_cRIO-LEO-Center-P03_DeviceT | DeviceT | 20 | DeviceTemp | Temperature | degC | DATAVALUES | 2013-07-25 | 2016-03-01
|  | MAST | 72 | MastPos | Instrument status code | - | Datavaluesmast |  |  | 0 | 4 | 0 |  | Not implemented
|  | MAST | 72 | MastPos | Instrument status code | - | Datavaluesmast |  |  | -2 | 10 | 0 |  | Not implemented
|  | MAST | 72 | MastPos | Instrument status code | - | Datavaluesmast |  |  | 2 | 10 | 0 |  | Not implemented
|  | MAST | 72 | MastPos | Instrument status code | - | Datavaluesmast |  |  | 0 | 17 | 0 |  | Not implemented
|  | MAST | 72 | MastPos | Instrument status code | - | Datavaluesmast |  |  | 0 | 24 | 0 |  | Not implemented
1265 | LEO-C_2_-3_LoadCellSurface_TC-E | TC-E | 30 | SurfaceTemp | Temperature | degC | DATAVALUES | 2020-02-11 | present | -3 | 2 | 0
1266 | LEO-C_2_3_LoadCellSurface_TC-E | TC-E | 30 | SurfaceTemp | Temperature | degC | DATAVALUES | 2020-02-11 | present | 3 | 2 | 0
1267 | LEO-C_8_-3_LoadCellSurface_TC-E | TC-E | 30 | SurfaceTemp | Temperature | degC | DATAVALUES | 2020-02-11 | present | -3 | 8 | 0
1268 | LEO-C_8_3_LoadCellSurface_TC-E | TC-E | 30 | SurfaceTemp | Temperature | degC | DATAVALUES | 2020-02-11 | present | 3 | 8 | 0
1269 | LEO-C_14_-3_LoadCellSurface_TC-E | TC-E | 30 | SurfaceTemp | Temperature | degC | DATAVALUES | 2020-02-11 | present | -3 | 14 | 0
1270 | LEO-C_14_3_LoadCellSurface_TC-E | TC-E | 30 | SurfaceTemp | Temperature | degC | DATAVALUES | 2020-02-11 | present | 3 | 14 | 0
1271 | LEO-C_20_-3_LoadCellSurface_TC-E | TC-E | 30 | SurfaceTemp | Temperature | degC | DATAVALUES | 2020-02-11 | present | -3 | 20 | 0
1272 | LEO-C_20_3_LoadCellSurface_TC-E | TC-E | 30 | SurfaceTemp | Temperature | degC | DATAVALUES | 2020-02-11 | present | 3 | 20 | 0
1273 | LEO-C_25_-3_LoadCellSurface_TC-E | TC-E | 30 | SurfaceTemp | Temperature | degC | DATAVALUES | 2020-02-11 | present | -3 | 25 | 0
1274 | LEO-C_25_3_LoadCellSurface_TC-E | TC-E | 30 | SurfaceTemp | Temperature | degC | DATAVALUES | 2020-02-11 | present | 3 | 25 | 0
1260 | LEO-C_MP2000_TRIAC | TRIAC | 18 | ValveState | Valve State | - | DATAVALUES | 2019-06-11 | present
1261 | LEO-C_MP3000_TRIAC | TRIAC | 18 | ValveState | Valve State | - | DATAVALUES | 2019-06-11 | present
1262 | LEO-C_MULTI1_TRIAC | TRIAC | 18 | ValveState | Valve State | - | DATAVALUES | 2019-06-11 | 2025-05-16
1263 | LEO-C_MULTI2_TRIAC | TRIAC | 18 | ValveState | Valve State | - | DATAVALUES | 2019-06-11 | 2025-05-16
1264 | LEO-C_INTERM_TRIAC | TRIAC | 18 | ValveState | Valve State | - | DATAVALUES | 2019-06-11 | 2025-05-16
1110 | LEO-C_MP2000_VALWORX | VALWORX | 18 | ValveState | Valve State | - | DATAVALUES | 2013-09-09 | 2018-09-25
1111 | LEO-C_INTERM_VALWORX | VALWORX | 18 | ValveState | Valve State | - | DATAVALUES | 2013-09-23 | 2018-09-25
1112 | LEO-C_MP3000_VALWORX | VALWORX | 18 | ValveState | Valve State | - | DATAVALUES | 2013-09-23 | 2018-09-25
1113 | LEO-C_MULTI1_VALWORX | VALWORX | 18 | ValveState | Valve State | - | DATAVALUES | 2013-09-09 | 2019-05-13
1114 | LEO-C_MULTI2_VALWORX | VALWORX | 18 | ValveState | Valve State | - | DATAVALUES | 2013-09-23 | 2018-09-25